## Overview
Measurment conditions
Center frequency: | 5000 MHZ | Att: | 10dB | 10dB
Span: | 10000 MHz | RBW | 1000KHz | 1000KHz
Tracking Gen, Level: | 100dBµV | VBW | 3000kHz | 3000kHz
Correction Value
| SX-R3-1 |  | SXS R3-1 |  | SX B3-1 |  | SXS B3-1 |  | SX R20-1
Frequency [MHz] | H-field correction value [dBµA/µVm] | current correction value [dBµA/µV] | H-field correction value [dBµA/µVm] | current correction value [dBµA/µV] | H-field correction value [dBµA/µVm] | current correction value [dBµA/µV] | H-field correction value [dBµA/µVm] | current correction value [dBµA/µV] | Frequency [MHz] | H-field correction value [dBµA/µVm] | current correction value [dBµA/µV] | mag. Flux density correction value [dBT/V]
1000 | 39.0002 | 1.8776 | 39.0002 | 1.8776 | 38.2099 | 6.3326 | 38.3625 | 3.519 | 1 | 74.1014 | 51.0096 | -43.9146
1001 | 38.9932 | 1.8707 | 38.9932 | 1.8707 | 38.2064 | 6.3291 | 38.3584 | 3.515 | 1.1 | 73.2736 | 50.1818 | -44.7424
1002 | 38.9862 | 1.8638 | 38.9862 | 1.8638 | 38.2028 | 6.3256 | 38.3544 | 3.5109 | 1.2 | 72.5179 | 49.4261 | -45.4981
1003 | 38.9792 | 1.857 | 38.9792 | 1.857 | 38.1993 | 6.322 | 38.3503 | 3.5069 | 1.3 | 71.8227 | 48.7309 | -46.1933
1004 | 38.9723 | 1.8501 | 38.9723 | 1.8501 | 38.1957 | 6.3185 | 38.3462 | 3.5029 | 1.4 | 71.179 | 48.0872 | -46.837
1005 | 38.9653 | 1.8432 | 38.9653 | 1.8432 | 38.1922 | 6.3149 | 38.3421 | 3.4988 | 1.5 | 70.5798 | 47.488 | -47.4362
1006 | 38.9583 | 1.8363 | 38.9583 | 1.8363 | 38.1886 | 6.3114 | 38.3381 | 3.4948 | 1.6 | 70.0193 | 46.9275 | -47.9967
1007 | 38.9513 | 1.8294 | 38.9513 | 1.8294 | 38.185 | 6.3079 | 38.334 | 3.4907 | 1.7 | 69.4927 | 46.4009 | -48.5233
1008 | 38.9443 | 1.8225 | 38.9443 | 1.8225 | 38.1815 | 6.3043 | 38.3299 | 3.4867 | 1.8 | 68.9963 | 45.9045 | -49.0197
1009 | 38.9373 | 1.8156 | 38.9373 | 1.8156 | 38.1779 | 6.3008 | 38.3259 | 3.4826 | 1.9 | 68.5267 | 45.4349 | -49.4893
1010 | 38.9303 | 1.8087 | 38.9303 | 1.8087 | 38.1748 | 6.2977 | 38.3218 | 3.4786 | 2 | 68.0812 | 44.9894 | -49.9348
1011 | 38.9233 | 1.8018 | 38.9233 | 1.8018 | 38.1721 | 6.295 | 38.3164 | 3.4732 | 2.1 | 67.6574 | 44.5656 | -50.3586
1012 | 38.9163 | 1.7949 | 38.9163 | 1.7949 | 38.1694 | 6.2923 | 38.311 | 3.4679 | 2.2 | 67.2534 | 44.1616 | -50.7626
1013 | 38.9093 | 1.7881 | 38.9093 | 1.7881 | 38.1667 | 6.2897 | 38.3057 | 3.4625 | 2.3 | 66.8673 | 43.7755 | -51.1487
1014 | 38.9023 | 1.7812 | 38.9023 | 1.7812 | 38.164 | 6.287 | 38.3003 | 3.4572 | 2.4 | 66.4976 | 43.4058 | -51.5184
1015 | 38.8953 | 1.7743 | 38.8953 | 1.7743 | 38.1613 | 6.2843 | 38.2949 | 3.4518 | 2.5 | 66.1431 | 43.0513 | -51.8729
1016 | 38.8883 | 1.7674 | 38.8883 | 1.7674 | 38.1586 | 6.2816 | 38.2895 | 3.4465 | 2.6 | 65.8024 | 42.7106 | -52.2136
1017 | 38.8814 | 1.7605 | 38.8814 | 1.7605 | 38.1559 | 6.279 | 38.2841 | 3.4411 | 2.7 | 65.4746 | 42.3828 | -52.5414
1018 | 38.8744 | 1.7536 | 38.8744 | 1.7536 | 38.1532 | 6.2763 | 38.2788 | 3.4358 | 2.8 | 65.1587 | 42.0669 | -52.8573
1019 | 38.8674 | 1.7468 | 38.8674 | 1.7468 | 38.1506 | 6.2736 | 38.2734 | 3.4304 | 2.9 | 64.8539 | 41.7622 | -53.1621
1020 | 38.8604 | 1.7399 | 38.8604 | 1.7399 | 38.1479 | 6.271 | 38.268 | 3.4251 | 3 | 64.5595 | 41.4677 | -53.4565
1021 | 38.8534 | 1.733 | 38.8534 | 1.733 | 38.1452 | 6.2683 | 38.2626 | 3.4197 | 3.1 | 64.2747 | 41.1829 | -53.7413
1022 | 38.8464 | 1.7261 | 38.8464 | 1.7261 | 38.1425 | 6.2656 | 38.2572 | 3.4144 | 3.2 | 63.9989 | 40.9071 | -54.0171
1023 | 38.8395 | 1.7193 | 38.8395 | 1.7193 | 38.1398 | 6.2629 | 38.2519 | 3.409 | 3.3 | 63.7317 | 40.6399 | -54.2843
1024 | 38.8325 | 1.7124 | 38.8325 | 1.7124 | 38.1371 | 6.2603 | 38.2465 | 3.4037 | 3.4 | 63.4724 | 40.3806 | -54.5436
1025 | 38.8255 | 1.7055 | 38.8255 | 1.7055 | 38.1344 | 6.2576 | 38.2411 | 3.3983 | 3.5 | 63.2206 | 40.1288 | -54.7954
1026 | 38.8185 | 1.6986 | 38.8185 | 1.6986 | 38.1317 | 6.2549 | 38.2357 | 3.393 | 3.6 | 62.9759 | 39.8841 | -55.0401
1027 | 38.8116 | 1.6918 | 38.8116 | 1.6918 | 38.129 | 6.2522 | 38.2303 | 3.3876 | 3.7 | 62.7379 | 39.6461 | -55.2781
1028 | 38.8046 | 1.6849 | 38.8046 | 1.6849 | 38.1263 | 6.2496 | 38.225 | 3.3823 | 3.8 | 62.5063 | 39.4145 | -55.5097
1029 | 38.7976 | 1.6781 | 38.7976 | 1.6781 | 38.1236 | 6.2469 | 38.2196 | 3.3769 | 3.9 | 62.2807 | 39.1889 | -55.7353
1030 | 38.7907 | 1.6712 | 38.7907 | 1.6712 | 38.1209 | 6.2442 | 38.2142 | 3.3716 | 4 | 62.0608 | 38.969 | -55.9552
1031 | 38.7837 | 1.6643 | 38.7837 | 1.6643 | 38.1182 | 6.2415 | 38.2088 | 3.3662 | 4.1 | 61.8463 | 38.7545 | -56.1697
1032 | 38.7767 | 1.6575 | 38.7767 | 1.6575 | 38.1155 | 6.2389 | 38.2034 | 3.3609 | 4.2 | 61.637 | 38.5452 | -56.379
1033 | 38.7698 | 1.6506 | 38.7698 | 1.6506 | 38.1128 | 6.2362 | 38.1981 | 3.3555 | 4.3 | 61.4326 | 38.3408 | -56.5834
1034 | 38.7628 | 1.6438 | 38.7628 | 1.6438 | 38.1101 | 6.2335 | 38.1927 | 3.3502 | 4.4 | 61.2329 | 38.1412 | -56.7831
1035 | 38.7559 | 1.6369 | 38.7559 | 1.6369 | 38.1075 | 6.2309 | 38.1873 | 3.3448 | 4.5 | 61.0377 | 37.946 | -56.9783
1036 | 38.7489 | 1.6301 | 38.7489 | 1.6301 | 38.1048 | 6.2282 | 38.1819 | 3.3395 | 4.6 | 60.8468 | 37.7551 | -57.1692
1037 | 38.742 | 1.6232 | 38.742 | 1.6232 | 38.1021 | 6.2255 | 38.1766 | 3.3341 | 4.7 | 60.66 | 37.5683 | -57.356
1038 | 38.735 | 1.6164 | 38.735 | 1.6164 | 38.0994 | 6.2228 | 38.1712 | 3.3288 | 4.8 | 60.4772 | 37.3854 | -57.5388
1039 | 38.7281 | 1.6096 | 38.7281 | 1.6096 | 38.0967 | 6.2202 | 38.1658 | 3.3234 | 4.9 | 60.2981 | 37.2063 | -57.7179
1040 | 38.7211 | 1.6027 | 38.7211 | 1.6027 | 38.094 | 6.2175 | 38.1604 | 3.3181 | 5 | 60.1226 | 37.0308 | -57.8934
1041 | 38.7142 | 1.5959 | 38.7142 | 1.5959 | 38.0913 | 6.2148 | 38.155 | 3.3127 | 5.1 | 59.9506 | 36.8588 | -58.0654
1042 | 38.7073 | 1.5891 | 38.7073 | 1.5891 | 38.0886 | 6.2121 | 38.1497 | 3.3074 | 5.2 | 59.7819 | 36.6902 | -58.2341
1043 | 38.7003 | 1.5822 | 38.7003 | 1.5822 | 38.0859 | 6.2095 | 38.1443 | 3.302 | 5.3 | 59.6165 | 36.5247 | -58.3995
1044 | 38.6934 | 1.5754 | 38.6934 | 1.5754 | 38.0832 | 6.2068 | 38.1389 | 3.2967 | 5.4 | 59.4541 | 36.3624 | -58.5619
1045 | 38.6865 | 1.5686 | 38.6865 | 1.5686 | 38.0805 | 6.2041 | 38.1335 | 3.2913 | 5.5 | 59.2948 | 36.203 | -58.7212
1046 | 38.6796 | 1.5618 | 38.6796 | 1.5618 | 38.0778 | 6.2014 | 38.1281 | 3.286 | 5.6 | 59.1383 | 36.0465 | -58.8777
1047 | 38.6726 | 1.5549 | 38.6726 | 1.5549 | 38.0751 | 6.1988 | 38.1228 | 3.2806 | 5.7 | 58.9845 | 35.8928 | -59.0315
1048 | 38.6657 | 1.5481 | 38.6657 | 1.5481 | 38.0724 | 6.1961 | 38.1174 | 3.2753 | 5.8 | 58.8335 | 35.7417 | -59.1825
1049 | 38.6588 | 1.5413 | 38.6588 | 1.5413 | 38.0697 | 6.1934 | 38.112 | 3.2699 | 5.9 | 58.685 | 35.5932 | -59.331
1050 | 38.6519 | 1.5345 | 38.6519 | 1.5345 | 38.0671 | 6.1907 | 38.1066 | 3.2646 | 6 | 58.539 | 35.4472 | -59.477
1051 | 38.645 | 1.5277 | 38.645 | 1.5277 | 38.0644 | 6.1881 | 38.1012 | 3.2592 | 6.1 | 58.3954 | 35.3037 | -59.6206
1052 | 38.6381 | 1.5209 | 38.6381 | 1.5209 | 38.0617 | 6.1854 | 38.0959 | 3.2539 | 6.2 | 58.2542 | 35.1624 | -59.7618
1053 | 38.6312 | 1.5141 | 38.6312 | 1.5141 | 38.059 | 6.1827 | 38.0905 | 3.2485 | 6.3 | 58.1152 | 35.0235 | -59.9008
1054 | 38.6243 | 1.5073 | 38.6243 | 1.5073 | 38.0563 | 6.18 | 38.0851 | 3.2432 | 6.4 | 57.9784 | 34.8867 | -60.0376
1055 | 38.6174 | 1.5005 | 38.6174 | 1.5005 | 38.0536 | 6.1774 | 38.0797 | 3.2378 | 6.5 | 57.8438 | 34.752 | -60.1722
1056 | 38.6105 | 1.4938 | 38.6105 | 1.4938 | 38.0509 | 6.1747 | 38.0743 | 3.2325 | 6.6 | 57.7112 | 34.6194 | -60.3048
1057 | 38.6036 | 1.487 | 38.6036 | 1.487 | 38.0482 | 6.172 | 38.069 | 3.2271 | 6.7 | 57.5805 | 34.4888 | -60.4355
1058 | 38.5967 | 1.4802 | 38.5967 | 1.4802 | 38.0455 | 6.1694 | 38.0636 | 3.2218 | 6.8 | 57.4519 | 34.3601 | -60.5641
1059 | 38.5899 | 1.4734 | 38.5899 | 1.4734 | 38.0428 | 6.1667 | 38.0582 | 3.2164 | 6.9 | 57.3251 | 34.2333 | -60.6909
1060 | 38.583 | 1.4667 | 38.583 | 1.4667 | 38.0393 | 6.1631 | 38.0503 | 3.2086 | 7 | 57.2001 | 34.1083 | -60.8159
1061 | 38.5761 | 1.4599 | 38.5761 | 1.4599 | 38.0349 | 6.1588 | 38.0425 | 3.2007 | 7.1 | 57.0769 | 33.9851 | -60.9391
1062 | 38.5692 | 1.4531 | 38.5692 | 1.4531 | 38.0306 | 6.1545 | 38.0346 | 3.1929 | 7.2 | 56.9554 | 33.8636 | -61.0606
1063 | 38.5624 | 1.4464 | 38.5624 | 1.4464 | 38.0263 | 6.1502 | 38.0267 | 3.185 | 7.3 | 56.8356 | 33.7438 | -61.1804
1064 | 38.5555 | 1.4396 | 38.5555 | 1.4396 | 38.0219 | 6.1459 | 38.0188 | 3.1772 | 7.4 | 56.7174 | 33.6257 | -61.2986
1065 | 38.5487 | 1.4329 | 38.5487 | 1.4329 | 38.0176 | 6.1416 | 38.011 | 3.1693 | 7.5 | 56.6008 | 33.5091 | -61.4152
1066 | 38.5418 | 1.4261 | 38.5418 | 1.4261 | 38.0133 | 6.1373 | 38.0031 | 3.1615 | 7.6 | 56.4858 | 33.394 | -61.5302
1067 | 38.535 | 1.4194 | 38.535 | 1.4194 | 38.0089 | 6.133 | 37.9952 | 3.1536 | 7.7 | 56.3722 | 33.2805 | -61.6438
1068 | 38.5281 | 1.4126 | 38.5281 | 1.4126 | 38.0046 | 6.1287 | 37.9873 | 3.1458 | 7.8 | 56.2601 | 33.1684 | -61.7559
1069 | 38.5213 | 1.4059 | 38.5213 | 1.4059 | 38.0003 | 6.1243 | 37.9794 | 3.1379 | 7.9 | 56.1495 | 33.0578 | -61.8665
1070 | 38.5144 | 1.3992 | 38.5144 | 1.3992 | 37.9959 | 6.12 | 37.9716 | 3.1301 | 8 | 56.0402 | 32.9485 | -61.9758
1071 | 38.5076 | 1.3924 | 38.5076 | 1.3924 | 37.9916 | 6.1157 | 37.9637 | 3.1223 | 8.1 | 55.9323 | 32.8406 | -62.0837
1072 | 38.5008 | 1.3857 | 38.5008 | 1.3857 | 37.9873 | 6.1114 | 37.9558 | 3.1144 | 8.2 | 55.8258 | 32.734 | -62.1902
1073 | 38.494 | 1.379 | 38.494 | 1.379 | 37.9829 | 6.1071 | 37.9479 | 3.1066 | 8.3 | 55.7205 | 32.6287 | -62.2955
1074 | 38.4871 | 1.3723 | 38.4871 | 1.3723 | 37.9786 | 6.1028 | 37.9401 | 3.0987 | 8.4 | 55.6164 | 32.5247 | -62.3996
1075 | 38.4803 | 1.3656 | 38.4803 | 1.3656 | 37.9743 | 6.0985 | 37.9322 | 3.0909 | 8.5 | 55.5137 | 32.4219 | -62.5023
1076 | 38.4735 | 1.3589 | 38.4735 | 1.3589 | 37.9699 | 6.0941 | 37.9243 | 3.083 | 8.6 | 55.4121 | 32.3203 | -62.6039
1077 | 38.4667 | 1.3522 | 38.4667 | 1.3522 | 37.9656 | 6.0898 | 37.9164 | 3.0752 | 8.7 | 55.3116 | 32.2199 | -62.7044
1078 | 38.4599 | 1.3455 | 38.4599 | 1.3455 | 37.9613 | 6.0855 | 37.9086 | 3.0673 | 8.8 | 55.2124 | 32.1207 | -62.8036
1079 | 38.4531 | 1.3388 | 38.4531 | 1.3388 | 37.9569 | 6.0812 | 37.9007 | 3.0595 | 8.9 | 55.1142 | 32.0225 | -62.9018
1080 | 38.4463 | 1.3321 | 38.4463 | 1.3321 | 37.9526 | 6.0769 | 37.8928 | 3.0516 | 9 | 55.0172 | 31.9255 | -62.9988
1081 | 38.4395 | 1.3254 | 38.4395 | 1.3254 | 37.9483 | 6.0726 | 37.8849 | 3.0438 | 9.1 | 54.9212 | 31.8295 | -63.0948
1082 | 38.4328 | 1.3187 | 38.4328 | 1.3187 | 37.9439 | 6.0683 | 37.8771 | 3.0359 | 9.2 | 54.8263 | 31.7346 | -63.1897
1083 | 38.426 | 1.3121 | 38.426 | 1.3121 | 37.9396 | 6.064 | 37.8692 | 3.0281 | 9.3 | 54.7324 | 31.6407 | -63.2836
1084 | 38.4192 | 1.3054 | 38.4192 | 1.3054 | 37.9353 | 6.0597 | 37.8613 | 3.0202 | 9.4 | 54.6395 | 31.5478 | -63.3765
1085 | 38.4124 | 1.2987 | 38.4124 | 1.2987 | 37.9309 | 6.0553 | 37.8534 | 3.0124 | 9.5 | 54.5476 | 31.4558 | -63.4684
1086 | 38.4057 | 1.2921 | 38.4057 | 1.2921 | 37.9266 | 6.051 | 37.8456 | 3.0046 | 9.6 | 54.4566 | 31.3649 | -63.5594
1087 | 38.3989 | 1.2854 | 38.3989 | 1.2854 | 37.9223 | 6.0467 | 37.8377 | 2.9967 | 9.7 | 54.3666 | 31.2749 | -63.6494
1088 | 38.3922 | 1.2788 | 38.3922 | 1.2788 | 37.9179 | 6.0424 | 37.8298 | 2.9889 | 9.8 | 54.2775 | 31.1858 | -63.7385
1089 | 38.3854 | 1.2721 | 38.3854 | 1.2721 | 37.9136 | 6.0381 | 37.8219 | 2.981 | 9.9 | 54.1893 | 31.0976 | -63.8267
1090 | 38.3787 | 1.2655 | 38.3787 | 1.2655 | 37.9093 | 6.0338 | 37.814 | 2.9732 | 10 | 54.102 | 31.0103 | -63.914
1091 | 38.3719 | 1.2589 | 38.3719 | 1.2589 | 37.9049 | 6.0295 | 37.8062 | 2.9653 | 10.1 | 54.0156 | 30.9239 | -64.0004
1092 | 38.3652 | 1.2522 | 38.3652 | 1.2522 | 37.9006 | 6.0252 | 37.7983 | 2.9575 | 10.2 | 53.93 | 30.8383 | -64.086
1093 | 38.3585 | 1.2456 | 38.3585 | 1.2456 | 37.8963 | 6.0209 | 37.7904 | 2.9496 | 10.3 | 53.8453 | 30.7536 | -64.1707
1094 | 38.3518 | 1.239 | 38.3518 | 1.239 | 37.8919 | 6.0165 | 37.7825 | 2.9418 | 10.4 | 53.7613 | 30.6697 | -64.2547
1095 | 38.345 | 1.2324 | 38.345 | 1.2324 | 37.8876 | 6.0122 | 37.7747 | 2.9339 | 10.5 | 53.6782 | 30.5865 | -64.3378
1096 | 38.3383 | 1.2258 | 38.3383 | 1.2258 | 37.8833 | 6.0079 | 37.7668 | 2.9261 | 10.6 | 53.5959 | 30.5042 | -64.4201
1097 | 38.3316 | 1.2192 | 38.3316 | 1.2192 | 37.8789 | 6.0036 | 37.7589 | 2.9182 | 10.7 | 53.5143 | 30.4227 | -64.5017
1098 | 38.3249 | 1.2126 | 38.3249 | 1.2126 | 37.8746 | 5.9993 | 37.751 | 2.9104 | 10.8 | 53.4335 | 30.3419 | -64.5825
1099 | 38.3182 | 1.206 | 38.3182 | 1.206 | 37.8703 | 5.995 | 37.7432 | 2.9026 | 10.9 | 53.3535 | 30.2618 | -64.6625
1100 | 38.3115 | 1.1994 | 38.3115 | 1.1994 | 37.8659 | 5.9907 | 37.7353 | 2.8947 | 11 | 53.2742 | 30.1825 | -64.7418
1101 | 38.3048 | 1.1928 | 38.3048 | 1.1928 | 37.8616 | 5.9863 | 37.7274 | 2.8868 | 11.1 | 53.1955 | 30.1039 | -64.8205
1102 | 38.2981 | 1.1862 | 38.2981 | 1.1862 | 37.8573 | 5.982 | 37.7195 | 2.879 | 11.2 | 53.1176 | 30.026 | -64.8984
1103 | 38.2915 | 1.1797 | 38.2915 | 1.1797 | 37.8529 | 5.9777 | 37.7117 | 2.8712 | 11.3 | 53.0404 | 29.9488 | -64.9756
1104 | 38.2848 | 1.1731 | 38.2848 | 1.1731 | 37.8486 | 5.9734 | 37.7038 | 2.8633 | 11.4 | 52.9639 | 29.8722 | -65.0521
1105 | 38.2781 | 1.1666 | 38.2781 | 1.1666 | 37.8443 | 5.9691 | 37.6959 | 2.8555 | 11.5 | 52.888 | 29.7964 | -65.128
1106 | 38.2715 | 1.16 | 38.2715 | 1.16 | 37.8399 | 5.9648 | 37.688 | 2.8476 | 11.6 | 52.8128 | 29.7212 | -65.2032
1107 | 38.2648 | 1.1534 | 38.2648 | 1.1534 | 37.8356 | 5.9605 | 37.6801 | 2.8398 | 11.7 | 52.7383 | 29.6466 | -65.2777
1108 | 38.2582 | 1.1469 | 38.2582 | 1.1469 | 37.8313 | 5.9562 | 37.6723 | 2.8319 | 11.8 | 52.6643 | 29.5727 | -65.3517
1109 | 38.2515 | 1.1404 | 38.2515 | 1.1404 | 37.8269 | 5.9519 | 37.6644 | 2.8241 | 11.9 | 52.591 | 29.4994 | -65.425
1110 | 38.2449 | 1.1338 | 38.2449 | 1.1338 | 37.8218 | 5.9467 | 37.6569 | 2.8166 | 12 | 52.5184 | 29.4267 | -65.4976
1111 | 38.2382 | 1.1273 | 38.2382 | 1.1273 | 37.816 | 5.9409 | 37.6494 | 2.8092 | 12.1 | 52.4463 | 29.3546 | -65.5697
1112 | 38.2316 | 1.1208 | 38.2316 | 1.1208 | 37.8101 | 5.9351 | 37.642 | 2.8017 | 12.2 | 52.3748 | 29.2831 | -65.6412
1113 | 38.225 | 1.1143 | 38.225 | 1.1143 | 37.8043 | 5.9293 | 37.6345 | 2.7943 | 12.3 | 52.3039 | 29.2122 | -65.7121
1114 | 38.2184 | 1.1077 | 38.2184 | 1.1077 | 37.7985 | 5.9235 | 37.627 | 2.7868 | 12.4 | 52.2335 | 29.1419 | -65.7825
1115 | 38.2118 | 1.1012 | 38.2118 | 1.1012 | 37.7927 | 5.9177 | 37.6195 | 2.7794 | 12.5 | 52.1638 | 29.0721 | -65.8522
1116 | 38.2051 | 1.0947 | 38.2051 | 1.0947 | 37.7869 | 5.9119 | 37.612 | 2.7719 | 12.6 | 52.0946 | 29.0029 | -65.9214
1117 | 38.1985 | 1.0882 | 38.1985 | 1.0882 | 37.781 | 5.9061 | 37.6046 | 2.7645 | 12.7 | 52.0259 | 28.9343 | -65.9901
1118 | 38.192 | 1.0818 | 38.192 | 1.0818 | 37.7752 | 5.9003 | 37.5971 | 2.757 | 12.8 | 51.9578 | 28.8661 | -66.0582
1119 | 38.1854 | 1.0753 | 38.1854 | 1.0753 | 37.7694 | 5.8945 | 37.5896 | 2.7496 | 12.9 | 51.8902 | 28.7985 | -66.1258
1120 | 38.1788 | 1.0688 | 38.1788 | 1.0688 | 37.7636 | 5.8887 | 37.5821 | 2.7421 | 13 | 51.8231 | 28.7315 | -66.1929
1121 | 38.1722 | 1.0623 | 38.1722 | 1.0623 | 37.7577 | 5.8829 | 37.5746 | 2.7347 | 13.1 | 51.7565 | 28.6649 | -66.2595
1122 | 38.1656 | 1.0559 | 38.1656 | 1.0559 | 37.7519 | 5.8771 | 37.5672 | 2.7273 | 13.2 | 51.6905 | 28.5989 | -66.3255
1123 | 38.1591 | 1.0494 | 38.1591 | 1.0494 | 37.7461 | 5.8713 | 37.5597 | 2.7198 | 13.3 | 51.6249 | 28.5333 | -66.3911
1124 | 38.1525 | 1.0429 | 38.1525 | 1.0429 | 37.7403 | 5.8655 | 37.5522 | 2.7123 | 13.4 | 51.5599 | 28.4682 | -66.4561
1125 | 38.1459 | 1.0365 | 38.1459 | 1.0365 | 37.7345 | 5.8597 | 37.5447 | 2.7049 | 13.5 | 51.4953 | 28.4037 | -66.5207
1126 | 38.1394 | 1.03 | 38.1394 | 1.03 | 37.7286 | 5.8539 | 37.5372 | 2.6974 | 13.6 | 51.4312 | 28.3396 | -66.5848
1127 | 38.1328 | 1.0236 | 38.1328 | 1.0236 | 37.7228 | 5.8481 | 37.5298 | 2.69 | 13.7 | 51.3675 | 28.2759 | -66.6485
1128 | 38.1263 | 1.0172 | 38.1263 | 1.0172 | 37.717 | 5.8423 | 37.5223 | 2.6825 | 13.8 | 51.3044 | 28.2128 | -66.7116
1129 | 38.1198 | 1.0108 | 38.1198 | 1.0108 | 37.7112 | 5.8365 | 37.5148 | 2.6751 | 13.9 | 51.2416 | 28.15 | -66.7744
1130 | 38.1132 | 1.0043 | 38.1132 | 1.0043 | 37.7054 | 5.8307 | 37.5073 | 2.6677 | 14 | 51.1794 | 28.0878 | -66.8366
1131 | 38.1067 | 0.99792 | 38.1067 | 0.99792 | 37.6995 | 5.8249 | 37.4998 | 2.6602 | 14.1 | 51.1176 | 28.026 | -66.8984
1132 | 38.1002 | 0.99152 | 38.1002 | 0.99152 | 37.6937 | 5.8191 | 37.4924 | 2.6528 | 14.2 | 51.0562 | 27.9646 | -66.9598
1133 | 38.0937 | 0.98512 | 38.0937 | 0.98512 | 37.6879 | 5.8133 | 37.4849 | 2.6453 | 14.3 | 50.9952 | 27.9036 | -67.0208
1134 | 38.0872 | 0.97872 | 38.0872 | 0.97872 | 37.6821 | 5.8075 | 37.4774 | 2.6379 | 14.4 | 50.9347 | 27.8431 | -67.0813
1135 | 38.0807 | 0.97233 | 38.0807 | 0.97233 | 37.6763 | 5.8018 | 37.4699 | 2.6304 | 14.5 | 50.8746 | 27.783 | -67.1414
1136 | 38.0742 | 0.96595 | 38.0742 | 0.96595 | 37.6704 | 5.796 | 37.4624 | 2.623 | 14.6 | 50.8149 | 27.7233 | -67.2011
1137 | 38.0677 | 0.95957 | 38.0677 | 0.95957 | 37.6646 | 5.7901 | 37.455 | 2.6155 | 14.7 | 50.7556 | 27.664 | -67.2604
1138 | 38.0613 | 0.9532 | 38.0613 | 0.9532 | 37.6588 | 5.7843 | 37.4475 | 2.6081 | 14.8 | 50.6967 | 27.6051 | -67.3193
1139 | 38.0548 | 0.94684 | 38.0548 | 0.94684 | 37.653 | 5.7786 | 37.44 | 2.6006 | 14.9 | 50.6382 | 27.5466 | -67.3778
1140 | 38.0483 | 0.94048 | 38.0483 | 0.94048 | 37.6472 | 5.7728 | 37.4325 | 2.5932 | 15 | 50.5801 | 27.4885 | -67.4359
1141 | 38.0419 | 0.93413 | 38.0419 | 0.93413 | 37.6413 | 5.7669 | 37.425 | 2.5857 | 15.1 | 50.5224 | 27.4308 | -67.4936
1142 | 38.0354 | 0.92778 | 38.0354 | 0.92778 | 37.6355 | 5.7611 | 37.4176 | 2.5783 | 15.2 | 50.465 | 27.3735 | -67.551
1143 | 38.029 | 0.92145 | 38.029 | 0.92145 | 37.6297 | 5.7554 | 37.4101 | 2.5708 | 15.3 | 50.4081 | 27.3165 | -67.6079
1144 | 38.0225 | 0.91511 | 38.0225 | 0.91511 | 37.6239 | 5.7496 | 37.4026 | 2.5634 | 15.4 | 50.3515 | 27.2599 | -67.6645
1145 | 38.0161 | 0.90879 | 38.0161 | 0.90879 | 37.618 | 5.7438 | 37.3951 | 2.5559 | 15.5 | 50.2953 | 27.2037 | -67.7207
1146 | 38.0097 | 0.90247 | 38.0097 | 0.90247 | 37.6122 | 5.738 | 37.3876 | 2.5485 | 15.6 | 50.2394 | 27.1479 | -67.7766
1147 | 38.0032 | 0.89615 | 38.0032 | 0.89615 | 37.6064 | 5.7322 | 37.3802 | 2.541 | 15.7 | 50.1839 | 27.0924 | -67.8321
1148 | 37.9968 | 0.88985 | 37.9968 | 0.88985 | 37.6006 | 5.7264 | 37.3727 | 2.5336 | 15.8 | 50.1288 | 27.0372 | -67.8872
1149 | 37.9904 | 0.88355 | 37.9904 | 0.88355 | 37.5948 | 5.7206 | 37.3652 | 2.5261 | 15.9 | 50.0739 | 26.9824 | -67.9421
1150 | 37.984 | 0.87725 | 37.984 | 0.87725 | 37.5889 | 5.7148 | 37.3577 | 2.5187 | 16 | 50.0195 | 26.928 | -67.9965
1151 | 37.9776 | 0.87097 | 37.9776 | 0.87097 | 37.5831 | 5.709 | 37.3502 | 2.5112 | 16.1 | 49.9654 | 26.8738 | -68.0506
1152 | 37.9712 | 0.86469 | 37.9712 | 0.86469 | 37.5773 | 5.7032 | 37.3428 | 2.5038 | 16.2 | 49.9116 | 26.8201 | -68.1044
1153 | 37.9648 | 0.85841 | 37.9648 | 0.85841 | 37.5715 | 5.6974 | 37.3353 | 2.4963 | 16.3 | 49.8581 | 26.7666 | -68.1579
1154 | 37.9585 | 0.85215 | 37.9585 | 0.85215 | 37.5657 | 5.6916 | 37.3278 | 2.4889 | 16.4 | 49.805 | 26.7135 | -68.211
1155 | 37.9521 | 0.84589 | 37.9521 | 0.84589 | 37.5598 | 5.6858 | 37.3203 | 2.4814 | 16.5 | 49.7522 | 26.6607 | -68.2638
1156 | 37.9457 | 0.83963 | 37.9457 | 0.83963 | 37.554 | 5.68 | 37.3128 | 2.474 | 16.6 | 49.6997 | 26.6082 | -68.3163
1157 | 37.9394 | 0.83339 | 37.9394 | 0.83339 | 37.5482 | 5.6742 | 37.3054 | 2.4665 | 16.7 | 49.6475 | 26.556 | -68.3685
1158 | 37.933 | 0.82715 | 37.933 | 0.82715 | 37.5424 | 5.6684 | 37.2979 | 2.4591 | 16.8 | 49.5957 | 26.5042 | -68.4203
1159 | 37.9267 | 0.82091 | 37.9267 | 0.82091 | 37.5366 | 5.6626 | 37.2904 | 2.4516 | 16.9 | 49.5441 | 26.4526 | -68.4719
1160 | 37.9204 | 0.81469 | 37.9204 | 0.81469 | 37.5318 | 5.6579 | 37.2845 | 2.4458 | 17 | 49.4929 | 26.4014 | -68.5231
1161 | 37.914 | 0.80847 | 37.914 | 0.80847 | 37.5279 | 5.654 | 37.2786 | 2.4399 | 17.1 | 49.4419 | 26.3504 | -68.5741
1162 | 37.9077 | 0.80225 | 37.9077 | 0.80225 | 37.524 | 5.6501 | 37.2728 | 2.4341 | 17.2 | 49.3913 | 26.2998 | -68.6247
1163 | 37.9014 | 0.79605 | 37.9014 | 0.79605 | 37.5201 | 5.6463 | 37.2669 | 2.4282 | 17.3 | 49.3409 | 26.2494 | -68.6751
1164 | 37.8951 | 0.78985 | 37.8951 | 0.78985 | 37.5162 | 5.6424 | 37.261 | 2.4224 | 17.4 | 49.2909 | 26.1994 | -68.7251
1165 | 37.8888 | 0.78366 | 37.8888 | 0.78366 | 37.5123 | 5.6385 | 37.2551 | 2.4165 | 17.5 | 49.2411 | 26.1496 | -68.7749
1166 | 37.8825 | 0.77747 | 37.8825 | 0.77747 | 37.5085 | 5.6346 | 37.2492 | 2.4107 | 17.6 | 49.1916 | 26.1001 | -68.8244
1167 | 37.8762 | 0.77129 | 37.8762 | 0.77129 | 37.5046 | 5.6307 | 37.2433 | 2.4048 | 17.7 | 49.1424 | 26.0509 | -68.8736
1168 | 37.8699 | 0.76512 | 37.8699 | 0.76512 | 37.5007 | 5.6269 | 37.2375 | 2.399 | 17.8 | 49.0934 | 26.002 | -68.9226
1169 | 37.8637 | 0.75896 | 37.8637 | 0.75896 | 37.4968 | 5.623 | 37.2316 | 2.3931 | 17.9 | 49.0448 | 25.9533 | -68.9712
1170 | 37.8574 | 0.7528 | 37.8574 | 0.7528 | 37.4929 | 5.6191 | 37.2257 | 2.3873 | 18 | 48.9964 | 25.9049 | -69.0196
1171 | 37.8511 | 0.74665 | 37.8511 | 0.74665 | 37.489 | 5.6152 | 37.2198 | 2.3814 | 18.1 | 48.9482 | 25.8568 | -69.0678
1172 | 37.8449 | 0.74051 | 37.8449 | 0.74051 | 37.4851 | 5.6114 | 37.2139 | 2.3756 | 18.2 | 48.9004 | 25.8089 | -69.1156
1173 | 37.8386 | 0.73438 | 37.8386 | 0.73438 | 37.4812 | 5.6075 | 37.208 | 2.3697 | 18.3 | 48.8528 | 25.7613 | -69.1632
1174 | 37.8324 | 0.72825 | 37.8324 | 0.72825 | 37.4773 | 5.6036 | 37.2022 | 2.3639 | 18.4 | 48.8054 | 25.714 | -69.2106
1175 | 37.8262 | 0.72213 | 37.8262 | 0.72213 | 37.4734 | 5.5998 | 37.1963 | 2.358 | 18.5 | 48.7584 | 25.6669 | -69.2576
1176 | 37.8199 | 0.71601 | 37.8199 | 0.71601 | 37.4695 | 5.5959 | 37.1904 | 2.3522 | 18.6 | 48.7115 | 25.6201 | -69.3045
1177 | 37.8137 | 0.70991 | 37.8137 | 0.70991 | 37.4656 | 5.592 | 37.1845 | 2.3463 | 18.7 | 48.665 | 25.5735 | -69.351
1178 | 37.8075 | 0.70381 | 37.8075 | 0.70381 | 37.4617 | 5.5881 | 37.1786 | 2.3405 | 18.8 | 48.6186 | 25.5272 | -69.3974
1179 | 37.8013 | 0.69772 | 37.8013 | 0.69772 | 37.4578 | 5.5842 | 37.1727 | 2.3346 | 18.9 | 48.5726 | 25.4811 | -69.4434
1180 | 37.7951 | 0.69163 | 37.7951 | 0.69163 | 37.4539 | 5.5804 | 37.1669 | 2.3288 | 19 | 48.5267 | 25.4353 | -69.4893
1181 | 37.7889 | 0.68555 | 37.7889 | 0.68555 | 37.45 | 5.5765 | 37.161 | 2.3229 | 19.1 | 48.4811 | 25.3897 | -69.5349
1182 | 37.7828 | 0.67948 | 37.7828 | 0.67948 | 37.4461 | 5.5726 | 37.1551 | 2.3171 | 19.2 | 48.4358 | 25.3443 | -69.5802
1183 | 37.7766 | 0.67342 | 37.7766 | 0.67342 | 37.4422 | 5.5687 | 37.1492 | 2.3112 | 19.3 | 48.3906 | 25.2992 | -69.6254
1184 | 37.7704 | 0.66736 | 37.7704 | 0.66736 | 37.4383 | 5.5649 | 37.1433 | 2.3054 | 19.4 | 48.3457 | 25.2543 | -69.6703
1185 | 37.7643 | 0.66132 | 37.7643 | 0.66132 | 37.4344 | 5.561 | 37.1374 | 2.2995 | 19.5 | 48.3011 | 25.2097 | -69.7149
1186 | 37.7581 | 0.65528 | 37.7581 | 0.65528 | 37.4305 | 5.5571 | 37.1316 | 2.2937 | 19.6 | 48.2566 | 25.1652 | -69.7594
1187 | 37.752 | 0.64924 | 37.752 | 0.64924 | 37.4266 | 5.5533 | 37.1257 | 2.2878 | 19.7 | 48.2124 | 25.121 | -69.8036
1188 | 37.7458 | 0.64322 | 37.7458 | 0.64322 | 37.4227 | 5.5494 | 37.1198 | 2.282 | 19.8 | 48.1684 | 25.0771 | -69.8476
1189 | 37.7397 | 0.6372 | 37.7397 | 0.6372 | 37.4188 | 5.5455 | 37.1139 | 2.2761 | 19.9 | 48.1247 | 25.0333 | -69.8913
1190 | 37.7336 | 0.63119 | 37.7336 | 0.63119 | 37.4149 | 5.5416 | 37.108 | 2.2703 | 20 | 48.0811 | 24.9898 | -69.9349
1191 | 37.7275 | 0.62518 | 37.7275 | 0.62518 | 37.411 | 5.5377 | 37.1022 | 2.2644 | 20.1 | 48.0378 | 24.9464 | -69.9782
1192 | 37.7214 | 0.61919 | 37.7214 | 0.61919 | 37.4071 | 5.5339 | 37.0963 | 2.2586 | 20.2 | 47.9947 | 24.9033 | -70.0213
1193 | 37.7153 | 0.6132 | 37.7153 | 0.6132 | 37.4032 | 5.53 | 37.0904 | 2.2527 | 20.3 | 47.9518 | 24.8604 | -70.0642
1194 | 37.7092 | 0.60721 | 37.7092 | 0.60721 | 37.3993 | 5.5261 | 37.0845 | 2.2469 | 20.4 | 47.9091 | 24.8178 | -70.1069
1195 | 37.7031 | 0.60124 | 37.7031 | 0.60124 | 37.3954 | 5.5222 | 37.0786 | 2.241 | 20.5 | 47.8666 | 24.7753 | -70.1494
1196 | 37.697 | 0.59527 | 37.697 | 0.59527 | 37.3915 | 5.5184 | 37.0727 | 2.2352 | 20.6 | 47.8244 | 24.733 | -70.1916
1197 | 37.6909 | 0.58931 | 37.6909 | 0.58931 | 37.3876 | 5.5145 | 37.0669 | 2.2293 | 20.7 | 47.7823 | 24.691 | -70.2337
1198 | 37.6849 | 0.58336 | 37.6849 | 0.58336 | 37.3837 | 5.5106 | 37.061 | 2.2235 | 20.8 | 47.7404 | 24.6491 | -70.2756
1199 | 37.6788 | 0.57742 | 37.6788 | 0.57742 | 37.3798 | 5.5068 | 37.0551 | 2.2176 | 20.9 | 47.6988 | 24.6074 | -70.3172
1200 | 37.6728 | 0.57148 | 37.6728 | 0.57148 | 37.3759 | 5.5029 | 37.0492 | 2.2118 | 21 | 47.6573 | 24.566 | -70.3587
1201 | 37.6667 | 0.56555 | 37.6667 | 0.56555 | 37.372 | 5.499 | 37.0433 | 2.2059 | 21.1 | 47.616 | 24.5247 | -70.4
1202 | 37.6607 | 0.55963 | 37.6607 | 0.55963 | 37.3681 | 5.4951 | 37.0374 | 2.2001 | 21.2 | 47.575 | 24.4836 | -70.441
1203 | 37.6547 | 0.55371 | 37.6547 | 0.55371 | 37.3642 | 5.4912 | 37.0316 | 2.1942 | 21.3 | 47.5341 | 24.4428 | -70.4819
1204 | 37.6487 | 0.54781 | 37.6487 | 0.54781 | 37.3603 | 5.4874 | 37.0257 | 2.1884 | 21.4 | 47.4934 | 24.4021 | -70.5226
1205 | 37.6427 | 0.54191 | 37.6427 | 0.54191 | 37.3564 | 5.4835 | 37.0198 | 2.1825 | 21.5 | 47.4529 | 24.3616 | -70.5631
1206 | 37.6366 | 0.53602 | 37.6366 | 0.53602 | 37.3525 | 5.4796 | 37.0139 | 2.1767 | 21.6 | 47.4126 | 24.3213 | -70.6034
1207 | 37.6307 | 0.53013 | 37.6307 | 0.53013 | 37.3486 | 5.4757 | 37.008 | 2.1708 | 21.7 | 47.3725 | 24.2812 | -70.6435
1208 | 37.6247 | 0.52425 | 37.6247 | 0.52425 | 37.3447 | 5.4719 | 37.0021 | 2.165 | 21.8 | 47.3325 | 24.2412 | -70.6835
1209 | 37.6187 | 0.51838 | 37.6187 | 0.51838 | 37.3408 | 5.468 | 36.9963 | 2.1591 | 21.9 | 47.2928 | 24.2015 | -70.7232
1210 | 37.6127 | 0.51252 | 37.6127 | 0.51252 | 37.3359 | 5.4631 | 36.9908 | 2.1536 | 22 | 47.2532 | 24.1619 | -70.7628
1211 | 37.6067 | 0.50667 | 37.6067 | 0.50667 | 37.3303 | 5.4575 | 36.9853 | 2.1482 | 22.1 | 47.2138 | 24.1225 | -70.8022
1212 | 37.6008 | 0.50082 | 37.6008 | 0.50082 | 37.3247 | 5.4519 | 36.9798 | 2.1427 | 22.2 | 47.1746 | 24.0833 | -70.8414
1213 | 37.5948 | 0.49498 | 37.5948 | 0.49498 | 37.3191 | 5.4463 | 36.9743 | 2.1373 | 22.3 | 47.1355 | 24.0443 | -70.8805
1214 | 37.5889 | 0.48915 | 37.5889 | 0.48915 | 37.3134 | 5.4407 | 36.9688 | 2.1318 | 22.4 | 47.0967 | 24.0054 | -70.9193
1215 | 37.583 | 0.48332 | 37.583 | 0.48332 | 37.3078 | 5.4351 | 36.9633 | 2.1264 | 22.5 | 47.058 | 23.9667 | -70.958
1216 | 37.577 | 0.4775 | 37.577 | 0.4775 | 37.3022 | 5.4295 | 36.9579 | 2.1209 | 22.6 | 47.0195 | 23.9282 | -70.9965
1217 | 37.5711 | 0.47169 | 37.5711 | 0.47169 | 37.2966 | 5.4239 | 36.9524 | 2.1155 | 22.7 | 46.9811 | 23.8898 | -71.0349
1218 | 37.5652 | 0.46589 | 37.5652 | 0.46589 | 37.291 | 5.4183 | 36.9469 | 2.11 | 22.8 | 46.9429 | 23.8517 | -71.0731
1219 | 37.5593 | 0.46009 | 37.5593 | 0.46009 | 37.2853 | 5.4127 | 36.9414 | 2.1046 | 22.9 | 46.9049 | 23.8136 | -71.1111
1220 | 37.5534 | 0.45431 | 37.5534 | 0.45431 | 37.2797 | 5.4071 | 36.9359 | 2.0991 | 23 | 46.8671 | 23.7758 | -71.1489
1221 | 37.5475 | 0.44852 | 37.5475 | 0.44852 | 37.2741 | 5.4015 | 36.9304 | 2.0937 | 23.1 | 46.8294 | 23.7381 | -71.1866
1222 | 37.5416 | 0.44275 | 37.5416 | 0.44275 | 37.2685 | 5.396 | 36.9249 | 2.0882 | 23.2 | 46.7918 | 23.7006 | -71.2242
1223 | 37.5357 | 0.43699 | 37.5357 | 0.43699 | 37.2629 | 5.3903 | 36.9194 | 2.0828 | 23.3 | 46.7545 | 23.6632 | -71.2615
1224 | 37.5299 | 0.43123 | 37.5299 | 0.43123 | 37.2572 | 5.3848 | 36.914 | 2.0773 | 23.4 | 46.7173 | 23.626 | -71.2987
1225 | 37.524 | 0.42548 | 37.524 | 0.42548 | 37.2516 | 5.3792 | 36.9085 | 2.0719 | 23.5 | 46.6802 | 23.589 | -71.3358
1226 | 37.5181 | 0.41973 | 37.5181 | 0.41973 | 37.246 | 5.3736 | 36.903 | 2.0664 | 23.6 | 46.6433 | 23.5521 | -71.3727
1227 | 37.5123 | 0.41399 | 37.5123 | 0.41399 | 37.2404 | 5.368 | 36.8975 | 2.061 | 23.7 | 46.6066 | 23.5154 | -71.4094
1228 | 37.5064 | 0.40826 | 37.5064 | 0.40826 | 37.2348 | 5.3624 | 36.892 | 2.0555 | 23.8 | 46.57 | 23.4788 | -71.446
1229 | 37.5006 | 0.40254 | 37.5006 | 0.40254 | 37.2292 | 5.3568 | 36.8865 | 2.0501 | 23.9 | 46.5336 | 23.4424 | -71.4824
1230 | 37.4948 | 0.39683 | 37.4948 | 0.39683 | 37.2235 | 5.3512 | 36.881 | 2.0446 | 24 | 46.4973 | 23.4061 | -71.5187
1231 | 37.489 | 0.39112 | 37.489 | 0.39112 | 37.2179 | 5.3456 | 36.8756 | 2.0391 | 24.1 | 46.4612 | 23.37 | -71.5548
1232 | 37.4831 | 0.38542 | 37.4831 | 0.38542 | 37.2123 | 5.34 | 36.8701 | 2.0337 | 24.2 | 46.4252 | 23.3341 | -71.5908
1233 | 37.4773 | 0.37973 | 37.4773 | 0.37973 | 37.2067 | 5.3344 | 36.8646 | 2.0282 | 24.3 | 46.3894 | 23.2982 | -71.6266
1234 | 37.4715 | 0.37404 | 37.4715 | 0.37404 | 37.2011 | 5.3288 | 36.8591 | 2.0228 | 24.4 | 46.3537 | 23.2626 | -71.6623
1235 | 37.4658 | 0.36836 | 37.4658 | 0.36836 | 37.1954 | 5.3232 | 36.8536 | 2.0173 | 24.5 | 46.3182 | 23.227 | -71.6978
1236 | 37.46 | 0.36269 | 37.46 | 0.36269 | 37.1898 | 5.3176 | 36.8481 | 2.0119 | 24.6 | 46.2828 | 23.1917 | -71.7332
1237 | 37.4542 | 0.35703 | 37.4542 | 0.35703 | 37.1842 | 5.312 | 36.8426 | 2.0064 | 24.7 | 46.2476 | 23.1564 | -71.7684
1238 | 37.4484 | 0.35137 | 37.4484 | 0.35137 | 37.1786 | 5.3064 | 36.8371 | 2.001 | 24.8 | 46.2125 | 23.1213 | -71.8035
1239 | 37.4427 | 0.34572 | 37.4427 | 0.34572 | 37.173 | 5.3008 | 36.8317 | 1.9955 | 24.9 | 46.1775 | 23.0864 | -71.8385
1240 | 37.4369 | 0.34007 | 37.4369 | 0.34007 | 37.1673 | 5.2952 | 36.8262 | 1.9901 | 25 | 46.1427 | 23.0516 | -71.8733
1241 | 37.4312 | 0.33444 | 37.4312 | 0.33444 | 37.1617 | 5.2896 | 36.8207 | 1.9846 | 25.1 | 46.108 | 23.0169 | -71.908
1242 | 37.4254 | 0.32881 | 37.4254 | 0.32881 | 37.1561 | 5.284 | 36.8152 | 1.9792 | 25.2 | 46.0735 | 22.9823 | -71.9425
1243 | 37.4197 | 0.32319 | 37.4197 | 0.32319 | 37.1505 | 5.2785 | 36.8097 | 1.9737 | 25.3 | 46.0391 | 22.9479 | -71.9769
1244 | 37.4139 | 0.31757 | 37.4139 | 0.31757 | 37.1449 | 5.2729 | 36.8042 | 1.9683 | 25.4 | 46.0048 | 22.9137 | -72.0112
1245 | 37.4082 | 0.31196 | 37.4082 | 0.31196 | 37.1392 | 5.2673 | 36.7987 | 1.9628 | 25.5 | 45.9707 | 22.8796 | -72.0453
1246 | 37.4025 | 0.30636 | 37.4025 | 0.30636 | 37.1336 | 5.2617 | 36.7933 | 1.9573 | 25.6 | 45.9367 | 22.8456 | -72.0793
1247 | 37.3968 | 0.30077 | 37.3968 | 0.30077 | 37.128 | 5.2561 | 36.7878 | 1.9519 | 25.7 | 45.9028 | 22.8117 | -72.1132
1248 | 37.3911 | 0.29518 | 37.3911 | 0.29518 | 37.1224 | 5.2505 | 36.7823 | 1.9464 | 25.8 | 45.8691 | 22.778 | -72.1469
1249 | 37.3854 | 0.2896 | 37.3854 | 0.2896 | 37.1168 | 5.2449 | 36.7768 | 1.941 | 25.9 | 45.8355 | 22.7444 | -72.1805
1250 | 37.3797 | 0.28403 | 37.3797 | 0.28403 | 37.1112 | 5.2393 | 36.7713 | 1.9355 | 26 | 45.802 | 22.7109 | -72.214
1251 | 37.374 | 0.27846 | 37.374 | 0.27846 | 37.1055 | 5.2337 | 36.7658 | 1.9301 | 26.1 | 45.7686 | 22.6775 | -72.2474
1252 | 37.3684 | 0.2729 | 37.3684 | 0.2729 | 37.0999 | 5.2281 | 36.7603 | 1.9246 | 26.2 | 45.7354 | 22.6443 | -72.2806
1253 | 37.3627 | 0.26735 | 37.3627 | 0.26735 | 37.0943 | 5.2225 | 36.7549 | 1.9192 | 26.3 | 45.7023 | 22.6112 | -72.3137
1254 | 37.357 | 0.2618 | 37.357 | 0.2618 | 37.0887 | 5.2169 | 36.7494 | 1.9137 | 26.4 | 45.6694 | 22.5783 | -72.3466
1255 | 37.3514 | 0.25626 | 37.3514 | 0.25626 | 37.0831 | 5.2113 | 36.7439 | 1.9083 | 26.5 | 45.6365 | 22.5454 | -72.3795
1256 | 37.3457 | 0.25073 | 37.3457 | 0.25073 | 37.0774 | 5.2057 | 36.7384 | 1.9028 | 26.6 | 45.6038 | 22.5127 | -72.4122
1257 | 37.3401 | 0.2452 | 37.3401 | 0.2452 | 37.0718 | 5.2001 | 36.7329 | 1.8974 | 26.7 | 45.5712 | 22.4801 | -72.4448
1258 | 37.3345 | 0.23968 | 37.3345 | 0.23968 | 37.0662 | 5.1945 | 36.7274 | 1.8919 | 26.8 | 45.5387 | 22.4477 | -72.4773
1259 | 37.3288 | 0.23417 | 37.3288 | 0.23417 | 37.0606 | 5.1889 | 36.7219 | 1.8865 | 26.9 | 45.5064 | 22.4153 | -72.5096
1260 | 37.3232 | 0.22866 | 37.3232 | 0.22866 | 37.0529 | 5.1813 | 36.7152 | 1.8798 | 27 | 45.4741 | 22.3831 | -72.5419
1261 | 37.3176 | 0.22316 | 37.3176 | 0.22316 | 37.044 | 5.1723 | 36.7086 | 1.8732 | 27.1 | 45.442 | 22.351 | -72.574
1262 | 37.312 | 0.21767 | 37.312 | 0.21767 | 37.035 | 5.1634 | 36.7019 | 1.8665 | 27.2 | 45.41 | 22.319 | -72.606
1263 | 37.3064 | 0.21218 | 37.3064 | 0.21218 | 37.0261 | 5.1545 | 36.6952 | 1.8598 | 27.3 | 45.3781 | 22.2871 | -72.6379
1264 | 37.3008 | 0.2067 | 37.3008 | 0.2067 | 37.0171 | 5.1456 | 36.6885 | 1.8532 | 27.4 | 45.3464 | 22.2553 | -72.6696
1265 | 37.2952 | 0.20122 | 37.2952 | 0.20122 | 37.0082 | 5.1367 | 36.6818 | 1.8465 | 27.5 | 45.3147 | 22.2237 | -72.7013
1266 | 37.2896 | 0.19576 | 37.2896 | 0.19576 | 36.9993 | 5.1278 | 36.6751 | 1.8399 | 27.6 | 45.2832 | 22.1922 | -72.7328
1267 | 37.284 | 0.1903 | 37.284 | 0.1903 | 36.9903 | 5.1188 | 36.6684 | 1.8332 | 27.7 | 45.2518 | 22.1608 | -72.7642
1268 | 37.2785 | 0.18484 | 37.2785 | 0.18484 | 36.9814 | 5.1099 | 36.6617 | 1.8266 | 27.8 | 45.2205 | 22.1295 | -72.7955
1269 | 37.2729 | 0.17939 | 37.2729 | 0.17939 | 36.9724 | 5.101 | 36.655 | 1.8199 | 27.9 | 45.1893 | 22.0983 | -72.8267
1270 | 37.2674 | 0.17395 | 37.2674 | 0.17395 | 36.9635 | 5.0921 | 36.6483 | 1.8133 | 28 | 45.1582 | 22.0672 | -72.8578
1271 | 37.2618 | 0.16851 | 37.2618 | 0.16851 | 36.9545 | 5.0832 | 36.6417 | 1.8066 | 28.1 | 45.1272 | 22.0362 | -72.8888
1272 | 37.2563 | 0.16308 | 37.2563 | 0.16308 | 36.9456 | 5.0743 | 36.635 | 1.7999 | 28.2 | 45.0964 | 22.0054 | -72.9196
1273 | 37.2507 | 0.15766 | 37.2507 | 0.15766 | 36.9367 | 5.0653 | 36.6283 | 1.7933 | 28.3 | 45.0656 | 21.9746 | -72.9504
1274 | 37.2452 | 0.15224 | 37.2452 | 0.15224 | 36.9277 | 5.0564 | 36.6216 | 1.7866 | 28.4 | 45.035 | 21.944 | -72.981
1275 | 37.2397 | 0.14683 | 37.2397 | 0.14683 | 36.9188 | 5.0475 | 36.6149 | 1.78 | 28.5 | 45.0044 | 21.9135 | -73.0116
1276 | 37.2341 | 0.14142 | 37.2341 | 0.14142 | 36.9098 | 5.0386 | 36.6082 | 1.7733 | 28.6 | 44.974 | 21.883 | -73.042
1277 | 37.2286 | 0.13602 | 37.2286 | 0.13602 | 36.9009 | 5.0297 | 36.6015 | 1.7667 | 28.7 | 44.9437 | 21.8527 | -73.0723
1278 | 37.2231 | 0.13063 | 37.2231 | 0.13063 | 36.892 | 5.0208 | 36.5948 | 1.76 | 28.8 | 44.9135 | 21.8225 | -73.1025
1279 | 37.2176 | 0.12524 | 37.2176 | 0.12524 | 36.883 | 5.0119 | 36.5881 | 1.7534 | 28.9 | 44.8833 | 21.7924 | -73.1327
1280 | 37.2121 | 0.11986 | 37.2121 | 0.11986 | 36.8741 | 5.0029 | 36.5815 | 1.7467 | 29 | 44.8533 | 21.7624 | -73.1627
1281 | 37.2066 | 0.11449 | 37.2066 | 0.11449 | 36.8651 | 4.994 | 36.5748 | 1.7401 | 29.1 | 44.8234 | 21.7325 | -73.1926
1282 | 37.2011 | 0.10912 | 37.2011 | 0.10912 | 36.8562 | 4.9851 | 36.5681 | 1.7334 | 29.2 | 44.7936 | 21.7027 | -73.2224
1283 | 37.1957 | 0.10375 | 37.1957 | 0.10375 | 36.8473 | 4.9762 | 36.5614 | 1.7267 | 29.3 | 44.7639 | 21.673 | -73.2521
1284 | 37.1902 | 0.098394 | 37.1902 | 0.098394 | 36.8383 | 4.9673 | 36.5547 | 1.7201 | 29.4 | 44.7343 | 21.6434 | -73.2817
1285 | 37.1847 | 0.093041 | 37.1847 | 0.093041 | 36.8294 | 4.9584 | 36.548 | 1.7134 | 29.5 | 44.7048 | 21.6139 | -73.3112
1286 | 37.1793 | 0.087695 | 37.1793 | 0.087695 | 36.8204 | 4.9494 | 36.5413 | 1.7068 | 29.6 | 44.6754 | 21.5845 | -73.3406
1287 | 37.1738 | 0.082354 | 37.1738 | 0.082354 | 36.8115 | 4.9405 | 36.5346 | 1.7001 | 29.7 | 44.6461 | 21.5552 | -73.3699
1288 | 37.1683 | 0.07702 | 37.1683 | 0.07702 | 36.8026 | 4.9316 | 36.5279 | 1.6935 | 29.8 | 44.6169 | 21.526 | -73.3991
1289 | 37.1629 | 0.07169 | 37.1629 | 0.07169 | 36.7936 | 4.9227 | 36.5212 | 1.6868 | 29.9 | 44.5878 | 21.4969 | -73.4282
1290 | 37.1575 | 0.066367 | 37.1575 | 0.066367 | 36.7847 | 4.9138 | 36.5146 | 1.6802 | 30 | 44.5588 | 21.4679 | -73.4572
1291 | 37.152 | 0.061049 | 37.152 | 0.061049 | 36.7757 | 4.9049 | 36.5079 | 1.6735 | 30.1 | 44.5299 | 21.439 | -73.4861
1292 | 37.1466 | 0.055737 | 37.1466 | 0.055737 | 36.7668 | 4.896 | 36.5012 | 1.6668 | 30.2 | 44.5011 | 21.4102 | -73.5149
1293 | 37.1412 | 0.05043 | 37.1412 | 0.05043 | 36.7579 | 4.887 | 36.4945 | 1.6602 | 30.3 | 44.4724 | 21.3815 | -73.5436
1294 | 37.1358 | 0.045129 | 37.1358 | 0.045129 | 36.7489 | 4.8781 | 36.4878 | 1.6535 | 30.4 | 44.4437 | 21.3529 | -73.5723
1295 | 37.1303 | 0.039833 | 37.1303 | 0.039833 | 36.74 | 4.8692 | 36.4811 | 1.6469 | 30.5 | 44.4152 | 21.3244 | -73.6008
1296 | 37.1249 | 0.034543 | 37.1249 | 0.034543 | 36.731 | 4.8603 | 36.4744 | 1.6402 | 30.6 | 44.3868 | 21.2959 | -73.6292
1297 | 37.1195 | 0.029259 | 37.1195 | 0.029259 | 36.7221 | 4.8514 | 36.4677 | 1.6336 | 30.7 | 44.3584 | 21.2676 | -73.6576
1298 | 37.1141 | 0.02398 | 37.1141 | 0.02398 | 36.7132 | 4.8425 | 36.461 | 1.6269 | 30.8 | 44.3302 | 21.2393 | -73.6858
1299 | 37.1087 | 0.018706 | 37.1087 | 0.018706 | 36.7042 | 4.8335 | 36.4543 | 1.6203 | 30.9 | 44.302 | 21.2112 | -73.714
1300 | 37.1034 | 0.013438 | 37.1034 | 0.013438 | 36.6953 | 4.8246 | 36.4477 | 1.6136 | 31 | 44.2739 | 21.1831 | -73.7421
1301 | 37.098 | 0.0081746 | 37.098 | 0.0081746 | 36.6863 | 4.8157 | 36.441 | 1.607 | 31.1 | 44.246 | 21.1551 | -73.77
1302 | 37.0926 | 0.0029169 | 37.0926 | 0.0029169 | 36.6774 | 4.8068 | 36.4343 | 1.6003 | 31.2 | 44.2181 | 21.1273 | -73.7979
1303 | 37.0872 | -0.0023354 | 37.0872 | -0.0023354 | 36.6685 | 4.7979 | 36.4276 | 1.5936 | 31.3 | 44.1903 | 21.0995 | -73.8257
1304 | 37.0819 | -0.0075824 | 37.0819 | -0.0075824 | 36.6595 | 4.789 | 36.4209 | 1.587 | 31.4 | 44.1625 | 21.0718 | -73.8535
1305 | 37.0765 | -0.012824 | 37.0765 | -0.012824 | 36.6506 | 4.7801 | 36.4142 | 1.5803 | 31.5 | 44.1349 | 21.0441 | -73.8811
1306 | 37.0712 | -0.018061 | 37.0712 | -0.018061 | 36.6416 | 4.7711 | 36.4075 | 1.5737 | 31.6 | 44.1074 | 21.0166 | -73.9086
1307 | 37.0658 | -0.023292 | 37.0658 | -0.023292 | 36.6327 | 4.7622 | 36.4008 | 1.567 | 31.7 | 44.0799 | 20.9892 | -73.9361
1308 | 37.0605 | -0.028518 | 37.0605 | -0.028518 | 36.6238 | 4.7533 | 36.3941 | 1.5604 | 31.8 | 44.0526 | 20.9618 | -73.9634
1309 | 37.0551 | -0.033739 | 37.0551 | -0.033739 | 36.6148 | 4.7444 | 36.3874 | 1.5537 | 31.9 | 44.0253 | 20.9345 | -73.9907
1310 | 37.0498 | -0.038955 | 37.0498 | -0.038955 | 36.606 | 4.7356 | 36.3828 | 1.5491 | 32 | 43.9981 | 20.9074 | -74.0179
1311 | 37.0445 | -0.044166 | 37.0445 | -0.044166 | 36.5974 | 4.727 | 36.3781 | 1.5444 | 32.1 | 43.971 | 20.8803 | -74.045
1312 | 37.0391 | -0.049371 | 37.0391 | -0.049371 | 36.5887 | 4.7183 | 36.3734 | 1.5397 | 32.2 | 43.944 | 20.8532 | -74.072
1313 | 37.0338 | -0.054572 | 37.0338 | -0.054572 | 36.58 | 4.7096 | 36.3687 | 1.5351 | 32.3 | 43.917 | 20.8263 | -74.099
1314 | 37.0285 | -0.059767 | 37.0285 | -0.059767 | 36.5713 | 4.701 | 36.364 | 1.5304 | 32.4 | 43.8902 | 20.7995 | -74.1258
1315 | 37.0232 | -0.064958 | 37.0232 | -0.064958 | 36.5626 | 4.6923 | 36.3593 | 1.5258 | 32.5 | 43.8634 | 20.7727 | -74.1526
1316 | 37.0179 | -0.070143 | 37.0179 | -0.070143 | 36.5539 | 4.6836 | 36.3546 | 1.5211 | 32.6 | 43.8367 | 20.746 | -74.1793
1317 | 37.0126 | -0.075324 | 37.0126 | -0.075324 | 36.5452 | 4.675 | 36.3499 | 1.5165 | 32.7 | 43.8101 | 20.7194 | -74.2059
1318 | 37.0073 | -0.0805 | 37.0073 | -0.0805 | 36.5365 | 4.6663 | 36.3452 | 1.5118 | 32.8 | 43.7836 | 20.6929 | -74.2324
1319 | 37.002 | -0.08567 | 37.002 | -0.08567 | 36.5278 | 4.6576 | 36.3405 | 1.5071 | 32.9 | 43.7571 | 20.6664 | -74.2589
1320 | 36.9967 | -0.090836 | 36.9967 | -0.090836 | 36.5191 | 4.649 | 36.3358 | 1.5025 | 33 | 43.7308 | 20.6401 | -74.2852
1321 | 36.9915 | -0.095997 | 36.9915 | -0.095997 | 36.5104 | 4.6403 | 36.3311 | 1.4978 | 33.1 | 43.7045 | 20.6138 | -74.3115
1322 | 36.9862 | -0.10115 | 36.9862 | -0.10115 | 36.5018 | 4.6316 | 36.3264 | 1.4932 | 33.2 | 43.6783 | 20.5876 | -74.3377
1323 | 36.9809 | -0.1063 | 36.9809 | -0.1063 | 36.4931 | 4.623 | 36.3217 | 1.4885 | 33.3 | 43.6521 | 20.5615 | -74.3639
1324 | 36.9756 | -0.11145 | 36.9756 | -0.11145 | 36.4844 | 4.6143 | 36.3171 | 1.4839 | 33.4 | 43.6261 | 20.5354 | -74.3899
1325 | 36.9704 | -0.11659 | 36.9704 | -0.11659 | 36.4757 | 4.6056 | 36.3124 | 1.4792 | 33.5 | 43.6001 | 20.5095 | -74.4159
1326 | 36.9651 | -0.12173 | 36.9651 | -0.12173 | 36.467 | 4.597 | 36.3077 | 1.4745 | 33.6 | 43.5742 | 20.4836 | -74.4418
1327 | 36.9599 | -0.12686 | 36.9599 | -0.12686 | 36.4583 | 4.5883 | 36.303 | 1.4699 | 33.7 | 43.5484 | 20.4578 | -74.4676
1328 | 36.9546 | -0.13199 | 36.9546 | -0.13199 | 36.4496 | 4.5796 | 36.2983 | 1.4652 | 33.8 | 43.5226 | 20.432 | -74.4934
1329 | 36.9494 | -0.13711 | 36.9494 | -0.13711 | 36.4409 | 4.571 | 36.2936 | 1.4606 | 33.9 | 43.497 | 20.4064 | -74.519
1330 | 36.9441 | -0.14223 | 36.9441 | -0.14223 | 36.4322 | 4.5623 | 36.2889 | 1.4559 | 34 | 43.4714 | 20.3808 | -74.5446
1331 | 36.9389 | -0.14734 | 36.9389 | -0.14734 | 36.4235 | 4.5537 | 36.2842 | 1.4513 | 34.1 | 43.4459 | 20.3553 | -74.5701
1332 | 36.9337 | -0.15245 | 36.9337 | -0.15245 | 36.4148 | 4.545 | 36.2795 | 1.4466 | 34.2 | 43.4204 | 20.3298 | -74.5956
1333 | 36.9285 | -0.15756 | 36.9285 | -0.15756 | 36.4062 | 4.5363 | 36.2748 | 1.4419 | 34.3 | 43.3951 | 20.3045 | -74.6209
1334 | 36.9232 | -0.16265 | 36.9232 | -0.16265 | 36.3975 | 4.5277 | 36.2701 | 1.4373 | 34.4 | 43.3698 | 20.2792 | -74.6462
1335 | 36.918 | -0.16775 | 36.918 | -0.16775 | 36.3888 | 4.519 | 36.2654 | 1.4326 | 34.5 | 43.3445 | 20.254 | -74.6715
1336 | 36.9128 | -0.17284 | 36.9128 | -0.17284 | 36.3801 | 4.5103 | 36.2607 | 1.428 | 34.6 | 43.3194 | 20.2288 | -74.6966
1337 | 36.9076 | -0.17793 | 36.9076 | -0.17793 | 36.3714 | 4.5017 | 36.256 | 1.4233 | 34.7 | 43.2943 | 20.2038 | -74.7217
1338 | 36.9024 | -0.18301 | 36.9024 | -0.18301 | 36.3627 | 4.493 | 36.2514 | 1.4187 | 34.8 | 43.2693 | 20.1788 | -74.7467
1339 | 36.8972 | -0.18808 | 36.8972 | -0.18808 | 36.354 | 4.4843 | 36.2467 | 1.414 | 34.9 | 43.2444 | 20.1538 | -74.7716
1340 | 36.892 | -0.19316 | 36.892 | -0.19316 | 36.3453 | 4.4757 | 36.242 | 1.4093 | 35 | 43.2195 | 20.129 | -74.7965
1341 | 36.8868 | -0.19822 | 36.8868 | -0.19822 | 36.3366 | 4.467 | 36.2373 | 1.4047 | 35.1 | 43.1947 | 20.1042 | -74.8213
1342 | 36.8816 | -0.20329 | 36.8816 | -0.20329 | 36.3279 | 4.4583 | 36.2326 | 1.4 | 35.2 | 43.17 | 20.0795 | -74.846
1343 | 36.8765 | -0.20835 | 36.8765 | -0.20835 | 36.3192 | 4.4497 | 36.2279 | 1.3954 | 35.3 | 43.1454 | 20.0549 | -74.8706
1344 | 36.8713 | -0.2134 | 36.8713 | -0.2134 | 36.3106 | 4.441 | 36.2232 | 1.3907 | 35.4 | 43.1208 | 20.0303 | -74.8952
1345 | 36.8661 | -0.21845 | 36.8661 | -0.21845 | 36.3019 | 4.4323 | 36.2185 | 1.3861 | 35.5 | 43.0963 | 20.0058 | -74.9197
1346 | 36.861 | -0.2235 | 36.861 | -0.2235 | 36.2932 | 4.4237 | 36.2138 | 1.3814 | 35.6 | 43.0718 | 19.9813 | -74.9442
1347 | 36.8558 | -0.22854 | 36.8558 | -0.22854 | 36.2845 | 4.415 | 36.2091 | 1.3767 | 35.7 | 43.0475 | 19.957 | -74.9685
1348 | 36.8506 | -0.23358 | 36.8506 | -0.23358 | 36.2758 | 4.4063 | 36.2044 | 1.3721 | 35.8 | 43.0232 | 19.9327 | -74.9928
1349 | 36.8455 | -0.23861 | 36.8455 | -0.23861 | 36.2671 | 4.3977 | 36.1997 | 1.3674 | 35.9 | 42.9989 | 19.9085 | -75.0171
1350 | 36.8403 | -0.24364 | 36.8403 | -0.24364 | 36.2584 | 4.389 | 36.195 | 1.3628 | 36 | 42.9748 | 19.8843 | -75.0412
1351 | 36.8352 | -0.24867 | 36.8352 | -0.24867 | 36.2497 | 4.3803 | 36.1903 | 1.3581 | 36.1 | 42.9507 | 19.8602 | -75.0653
1352 | 36.83 | -0.25369 | 36.83 | -0.25369 | 36.241 | 4.3717 | 36.1856 | 1.3535 | 36.2 | 42.9266 | 19.8362 | -75.0894
1353 | 36.8249 | -0.2587 | 36.8249 | -0.2587 | 36.2323 | 4.363 | 36.181 | 1.3488 | 36.3 | 42.9027 | 19.8122 | -75.1133
1354 | 36.8198 | -0.26371 | 36.8198 | -0.26371 | 36.2236 | 4.3544 | 36.1763 | 1.3441 | 36.4 | 42.8788 | 19.7883 | -75.1372
1355 | 36.8146 | -0.26872 | 36.8146 | -0.26872 | 36.215 | 4.3457 | 36.1716 | 1.3395 | 36.5 | 42.8549 | 19.7645 | -75.1611
1356 | 36.8095 | -0.27373 | 36.8095 | -0.27373 | 36.2063 | 4.337 | 36.1669 | 1.3348 | 36.6 | 42.8312 | 19.7407 | -75.1848
1357 | 36.8044 | -0.27873 | 36.8044 | -0.27873 | 36.1976 | 4.3284 | 36.1622 | 1.3302 | 36.7 | 42.8074 | 19.717 | -75.2086
1358 | 36.7993 | -0.28372 | 36.7993 | -0.28372 | 36.1889 | 4.3197 | 36.1575 | 1.3255 | 36.8 | 42.7838 | 19.6934 | -75.2322
1359 | 36.7942 | -0.28871 | 36.7942 | -0.28871 | 36.1802 | 4.311 | 36.1528 | 1.3209 | 36.9 | 42.7602 | 19.6698 | -75.2558
1360 | 36.7891 | -0.2937 | 36.7891 | -0.2937 | 36.1719 | 4.3028 | 36.1471 | 1.3152 | 37 | 42.7367 | 19.6463 | -75.2793
1361 | 36.784 | -0.29869 | 36.784 | -0.29869 | 36.1638 | 4.2947 | 36.1414 | 1.3095 | 37.1 | 42.7133 | 19.6229 | -75.3027
1362 | 36.7789 | -0.30367 | 36.7789 | -0.30367 | 36.1557 | 4.2867 | 36.1357 | 1.3039 | 37.2 | 42.6899 | 19.5995 | -75.3261
1363 | 36.7738 | -0.30864 | 36.7738 | -0.30864 | 36.1477 | 4.2786 | 36.13 | 1.2982 | 37.3 | 42.6665 | 19.5762 | -75.3495
1364 | 36.7687 | -0.31361 | 36.7687 | -0.31361 | 36.1396 | 4.2706 | 36.1243 | 1.2926 | 37.4 | 42.6433 | 19.5529 | -75.3727
1365 | 36.7636 | -0.31858 | 36.7636 | -0.31858 | 36.1315 | 4.2625 | 36.1186 | 1.2869 | 37.5 | 42.6201 | 19.5297 | -75.3959
1366 | 36.7585 | -0.32355 | 36.7585 | -0.32355 | 36.1234 | 4.2544 | 36.1129 | 1.2812 | 37.6 | 42.5969 | 19.5066 | -75.4191
1367 | 36.7534 | -0.32851 | 36.7534 | -0.32851 | 36.1153 | 4.2464 | 36.1072 | 1.2756 | 37.7 | 42.5739 | 19.4835 | -75.4421
1368 | 36.7483 | -0.33346 | 36.7483 | -0.33346 | 36.1073 | 4.2383 | 36.1015 | 1.2699 | 37.8 | 42.5508 | 19.4605 | -75.4652
1369 | 36.7432 | -0.33841 | 36.7432 | -0.33841 | 36.0992 | 4.2303 | 36.0958 | 1.2643 | 37.9 | 42.5279 | 19.4376 | -75.4881
1370 | 36.7382 | -0.34336 | 36.7382 | -0.34336 | 36.0911 | 4.2222 | 36.0901 | 1.2586 | 38 | 42.505 | 19.4147 | -75.511
1371 | 36.7331 | -0.34831 | 36.7331 | -0.34831 | 36.083 | 4.2142 | 36.0844 | 1.253 | 38.1 | 42.4822 | 19.3918 | -75.5338
1372 | 36.728 | -0.35325 | 36.728 | -0.35325 | 36.0749 | 4.2061 | 36.0787 | 1.2473 | 38.2 | 42.4594 | 19.3691 | -75.5566
1373 | 36.723 | -0.35819 | 36.723 | -0.35819 | 36.0669 | 4.1981 | 36.073 | 1.2416 | 38.3 | 42.4367 | 19.3464 | -75.5793
1374 | 36.7179 | -0.36312 | 36.7179 | -0.36312 | 36.0588 | 4.19 | 36.0674 | 1.236 | 38.4 | 42.414 | 19.3237 | -75.602
1375 | 36.7129 | -0.36805 | 36.7129 | -0.36805 | 36.0507 | 4.182 | 36.0617 | 1.2303 | 38.5 | 42.3914 | 19.3011 | -75.6246
1376 | 36.7078 | -0.37298 | 36.7078 | -0.37298 | 36.0426 | 4.1739 | 36.056 | 1.2247 | 38.6 | 42.3689 | 19.2786 | -75.6471
1377 | 36.7028 | -0.3779 | 36.7028 | -0.3779 | 36.0345 | 4.1658 | 36.0503 | 1.219 | 38.7 | 42.3464 | 19.2561 | -75.6696
1378 | 36.6977 | -0.38282 | 36.6977 | -0.38282 | 36.0265 | 4.1578 | 36.0446 | 1.2133 | 38.8 | 42.324 | 19.2337 | -75.692
1379 | 36.6927 | -0.38774 | 36.6927 | -0.38774 | 36.0184 | 4.1497 | 36.0389 | 1.2077 | 38.9 | 42.3016 | 19.2114 | -75.7144
1380 | 36.6877 | -0.39265 | 36.6877 | -0.39265 | 36.0103 | 4.1417 | 36.0332 | 1.202 | 39 | 42.2793 | 19.1891 | -75.7367
1381 | 36.6826 | -0.39756 | 36.6826 | -0.39756 | 36.0022 | 4.1336 | 36.0275 | 1.1964 | 39.1 | 42.257 | 19.1668 | -75.759
1382 | 36.6776 | -0.40247 | 36.6776 | -0.40247 | 35.9941 | 4.1256 | 36.0218 | 1.1907 | 39.2 | 42.2348 | 19.1446 | -75.7812
1383 | 36.6726 | -0.40737 | 36.6726 | -0.40737 | 35.9861 | 4.1175 | 36.0161 | 1.185 | 39.3 | 42.2127 | 19.1225 | -75.8033
1384 | 36.6675 | -0.41227 | 36.6675 | -0.41227 | 35.978 | 4.1095 | 36.0104 | 1.1794 | 39.4 | 42.1906 | 19.1004 | -75.8254
1385 | 36.6625 | -0.41717 | 36.6625 | -0.41717 | 35.9699 | 4.1014 | 36.0047 | 1.1737 | 39.5 | 42.1686 | 19.0784 | -75.8474
1386 | 36.6575 | -0.42206 | 36.6575 | -0.42206 | 35.9618 | 4.0934 | 35.999 | 1.1681 | 39.6 | 42.1466 | 19.0564 | -75.8694
1387 | 36.6525 | -0.42695 | 36.6525 | -0.42695 | 35.9537 | 4.0853 | 35.9933 | 1.1624 | 39.7 | 42.1247 | 19.0345 | -75.8913
1388 | 36.6475 | -0.43183 | 36.6475 | -0.43183 | 35.9457 | 4.0773 | 35.9876 | 1.1567 | 39.8 | 42.1029 | 19.0127 | -75.9131
1389 | 36.6425 | -0.43672 | 36.6425 | -0.43672 | 35.9376 | 4.0692 | 35.9819 | 1.1511 | 39.9 | 42.0811 | 18.9909 | -75.9349
1390 | 36.6375 | -0.4416 | 36.6375 | -0.4416 | 35.9295 | 4.0611 | 35.9762 | 1.1454 | 40 | 42.0593 | 18.9691 | -75.9567
1391 | 36.6325 | -0.44647 | 36.6325 | -0.44647 | 35.9214 | 4.0531 | 35.9705 | 1.1398 | 40.1 | 42.0376 | 18.9475 | -75.9784
1392 | 36.6275 | -0.45135 | 36.6275 | -0.45135 | 35.9133 | 4.045 | 35.9648 | 1.1341 | 40.2 | 42.0161 | 18.9259 | -75.9999
1393 | 36.6225 | -0.45622 | 36.6225 | -0.45622 | 35.9053 | 4.037 | 35.9591 | 1.1284 | 40.3 | 41.9946 | 18.9045 | -76.0214
1394 | 36.6175 | -0.46109 | 36.6175 | -0.46109 | 35.8972 | 4.0289 | 35.9534 | 1.1228 | 40.4 | 41.9732 | 18.8831 | -76.0428
1395 | 36.6125 | -0.46595 | 36.6125 | -0.46595 | 35.8891 | 4.0209 | 35.9477 | 1.1171 | 40.5 | 41.9519 | 18.8617 | -76.0641
1396 | 36.6075 | -0.47082 | 36.6075 | -0.47082 | 35.881 | 4.0128 | 35.942 | 1.1115 | 40.6 | 41.9306 | 18.8404 | -76.0854
1397 | 36.6025 | -0.47568 | 36.6025 | -0.47568 | 35.8729 | 4.0048 | 35.9363 | 1.1058 | 40.7 | 41.9093 | 18.8192 | -76.1067
1398 | 36.5975 | -0.48053 | 36.5975 | -0.48053 | 35.8649 | 3.9967 | 35.9306 | 1.1001 | 40.8 | 41.8881 | 18.798 | -76.1279
1399 | 36.5926 | -0.48539 | 36.5926 | -0.48539 | 35.8568 | 3.9887 | 35.9249 | 1.0945 | 40.9 | 41.867 | 18.7769 | -76.149
1400 | 36.5876 | -0.49024 | 36.5876 | -0.49024 | 35.8487 | 3.9806 | 35.9192 | 1.0888 | 41 | 41.8459 | 18.7558 | -76.1701
1401 | 36.5826 | -0.49509 | 36.5826 | -0.49509 | 35.8406 | 3.9726 | 35.9136 | 1.0832 | 41.1 | 41.8248 | 18.7347 | -76.1912
1402 | 36.5777 | -0.49993 | 36.5777 | -0.49993 | 35.8325 | 3.9645 | 35.9079 | 1.0775 | 41.2 | 41.8038 | 18.7138 | -76.2122
1403 | 36.5727 | -0.50478 | 36.5727 | -0.50478 | 35.8245 | 3.9564 | 35.9022 | 1.0718 | 41.3 | 41.7829 | 18.6928 | -76.2331
1404 | 36.5677 | -0.50962 | 36.5677 | -0.50962 | 35.8164 | 3.9484 | 35.8965 | 1.0662 | 41.4 | 41.762 | 18.6719 | -76.254
1405 | 36.5628 | -0.51446 | 36.5628 | -0.51446 | 35.8083 | 3.9403 | 35.8908 | 1.0605 | 41.5 | 41.7411 | 18.6511 | -76.2749
1406 | 36.5578 | -0.51929 | 36.5578 | -0.51929 | 35.8002 | 3.9323 | 35.8851 | 1.0549 | 41.6 | 41.7203 | 18.6303 | -76.2957
1407 | 36.5528 | -0.52413 | 36.5528 | -0.52413 | 35.7921 | 3.9242 | 35.8794 | 1.0492 | 41.7 | 41.6996 | 18.6096 | -76.3164
1408 | 36.5479 | -0.52896 | 36.5479 | -0.52896 | 35.7841 | 3.9162 | 35.8737 | 1.0436 | 41.8 | 41.6789 | 18.5889 | -76.3371
1409 | 36.5429 | -0.53379 | 36.5429 | -0.53379 | 35.776 | 3.9081 | 35.868 | 1.0379 | 41.9 | 41.6582 | 18.5682 | -76.3578
1410 | 36.538 | -0.53861 | 36.538 | -0.53861 | 35.7688 | 3.9009 | 35.8615 | 1.0314 | 42 | 41.6376 | 18.5477 | -76.3784
1411 | 36.533 | -0.54344 | 36.533 | -0.54344 | 35.7619 | 3.8941 | 35.855 | 1.025 | 42.1 | 41.6171 | 18.5271 | -76.3989
1412 | 36.5281 | -0.54826 | 36.5281 | -0.54826 | 35.7551 | 3.8873 | 35.8485 | 1.0185 | 42.2 | 41.5966 | 18.5066 | -76.4194
1413 | 36.5231 | -0.55308 | 36.5231 | -0.55308 | 35.7483 | 3.8805 | 35.842 | 1.012 | 42.3 | 41.5761 | 18.4862 | -76.4399
1414 | 36.5182 | -0.5579 | 36.5182 | -0.5579 | 35.7414 | 3.8737 | 35.8355 | 1.0056 | 42.4 | 41.5557 | 18.4658 | -76.4603
1415 | 36.5132 | -0.56272 | 36.5132 | -0.56272 | 35.7346 | 3.8669 | 35.829 | 0.99913 | 42.5 | 41.5354 | 18.4454 | -76.4806
1416 | 36.5083 | -0.56753 | 36.5083 | -0.56753 | 35.7278 | 3.8601 | 35.8225 | 0.99267 | 42.6 | 41.5151 | 18.4251 | -76.5009
1417 | 36.5034 | -0.57234 | 36.5034 | -0.57234 | 35.7209 | 3.8533 | 35.816 | 0.98621 | 42.7 | 41.4948 | 18.4049 | -76.5212
1418 | 36.4984 | -0.57715 | 36.4984 | -0.57715 | 35.7141 | 3.8465 | 35.8095 | 0.97975 | 42.8 | 41.4746 | 18.3847 | -76.5414
1419 | 36.4935 | -0.58196 | 36.4935 | -0.58196 | 35.7073 | 3.8397 | 35.803 | 0.97329 | 42.9 | 41.4544 | 18.3645 | -76.5616
1420 | 36.4886 | -0.58677 | 36.4886 | -0.58677 | 35.7004 | 3.8329 | 35.7965 | 0.96683 | 43 | 41.4343 | 18.3444 | -76.5817
1421 | 36.4836 | -0.59157 | 36.4836 | -0.59157 | 35.6936 | 3.8261 | 35.79 | 0.96036 | 43.1 | 41.4142 | 18.3243 | -76.6018
1422 | 36.4787 | -0.59638 | 36.4787 | -0.59638 | 35.6868 | 3.8193 | 35.7835 | 0.9539 | 43.2 | 41.3942 | 18.3043 | -76.6218
1423 | 36.4738 | -0.60118 | 36.4738 | -0.60118 | 35.6799 | 3.8125 | 35.777 | 0.94744 | 43.3 | 41.3742 | 18.2843 | -76.6418
1424 | 36.4688 | -0.60598 | 36.4688 | -0.60598 | 35.6731 | 3.8057 | 35.7705 | 0.94098 | 43.4 | 41.3543 | 18.2644 | -76.6617
1425 | 36.4639 | -0.61078 | 36.4639 | -0.61078 | 35.6663 | 3.7989 | 35.764 | 0.93452 | 43.5 | 41.3344 | 18.2445 | -76.6816
1426 | 36.459 | -0.61557 | 36.459 | -0.61557 | 35.6595 | 3.7921 | 35.7575 | 0.92806 | 43.6 | 41.3145 | 18.2247 | -76.7015
1427 | 36.4541 | -0.62037 | 36.4541 | -0.62037 | 35.6526 | 3.7853 | 35.751 | 0.9216 | 43.7 | 41.2947 | 18.2049 | -76.7213
1428 | 36.4491 | -0.62516 | 36.4491 | -0.62516 | 35.6458 | 3.7784 | 35.7445 | 0.91514 | 43.8 | 41.275 | 18.1851 | -76.741
1429 | 36.4442 | -0.62996 | 36.4442 | -0.62996 | 35.639 | 3.7716 | 35.738 | 0.90867 | 43.9 | 41.2553 | 18.1654 | -76.7607
1430 | 36.4393 | -0.63475 | 36.4393 | -0.63475 | 35.6321 | 3.7648 | 35.7315 | 0.90221 | 44 | 41.2356 | 18.1458 | -76.7804
1431 | 36.4344 | -0.63954 | 36.4344 | -0.63954 | 35.6253 | 3.758 | 35.725 | 0.89575 | 44.1 | 41.216 | 18.1262 | -76.8
1432 | 36.4295 | -0.64432 | 36.4295 | -0.64432 | 35.6185 | 3.7512 | 35.7185 | 0.88929 | 44.2 | 41.1964 | 18.1066 | -76.8196
1433 | 36.4246 | -0.64911 | 36.4246 | -0.64911 | 35.6116 | 3.7444 | 35.712 | 0.88283 | 44.3 | 41.1769 | 18.0871 | -76.8391
1434 | 36.4196 | -0.6539 | 36.4196 | -0.6539 | 35.6048 | 3.7376 | 35.7055 | 0.87637 | 44.4 | 41.1574 | 18.0676 | -76.8586
1435 | 36.4147 | -0.65868 | 36.4147 | -0.65868 | 35.598 | 3.7308 | 35.699 | 0.86991 | 44.5 | 41.1379 | 18.0482 | -76.8781
1436 | 36.4098 | -0.66346 | 36.4098 | -0.66346 | 35.5911 | 3.724 | 35.6925 | 0.86345 | 44.6 | 41.1185 | 18.0288 | -76.8975
1437 | 36.4049 | -0.66824 | 36.4049 | -0.66824 | 35.5843 | 3.7172 | 35.686 | 0.85698 | 44.7 | 41.0992 | 18.0094 | -76.9168
1438 | 36.4 | -0.67303 | 36.4 | -0.67303 | 35.5775 | 3.7104 | 35.6795 | 0.85052 | 44.8 | 41.0798 | 17.9901 | -76.9362
1439 | 36.3951 | -0.6778 | 36.3951 | -0.6778 | 35.5706 | 3.7036 | 35.673 | 0.84406 | 44.9 | 41.0606 | 17.9708 | -76.9554
1440 | 36.3902 | -0.68258 | 36.3902 | -0.68258 | 35.5638 | 3.6968 | 35.6665 | 0.8376 | 45 | 41.0413 | 17.9516 | -76.9747
1441 | 36.3853 | -0.68736 | 36.3853 | -0.68736 | 35.557 | 3.69 | 35.66 | 0.83114 | 45.1 | 41.0222 | 17.9324 | -76.9938
1442 | 36.3804 | -0.69214 | 36.3804 | -0.69214 | 35.5501 | 3.6832 | 35.6535 | 0.82468 | 45.2 | 41.003 | 17.9133 | -77.013
1443 | 36.3755 | -0.69691 | 36.3755 | -0.69691 | 35.5433 | 3.6764 | 35.647 | 0.81822 | 45.3 | 40.9839 | 17.8942 | -77.0321
1444 | 36.3706 | -0.70168 | 36.3706 | -0.70168 | 35.5365 | 3.6696 | 35.6405 | 0.81176 | 45.4 | 40.9648 | 17.8751 | -77.0512
1445 | 36.3657 | -0.70646 | 36.3657 | -0.70646 | 35.5296 | 3.6627 | 35.634 | 0.80529 | 45.5 | 40.9458 | 17.8561 | -77.0702
1446 | 36.3608 | -0.71123 | 36.3608 | -0.71123 | 35.5228 | 3.6559 | 35.6275 | 0.79883 | 45.6 | 40.9268 | 17.8372 | -77.0892
1447 | 36.3559 | -0.716 | 36.3559 | -0.716 | 35.516 | 3.6491 | 35.621 | 0.79237 | 45.7 | 40.9079 | 17.8182 | -77.1081
1448 | 36.351 | -0.72077 | 36.351 | -0.72077 | 35.5091 | 3.6423 | 35.6145 | 0.78591 | 45.8 | 40.889 | 17.7993 | -77.127
1449 | 36.3461 | -0.72554 | 36.3461 | -0.72554 | 35.5023 | 3.6355 | 35.608 | 0.77945 | 45.9 | 40.8701 | 17.7805 | -77.1459
1450 | 36.3412 | -0.73031 | 36.3412 | -0.73031 | 35.4955 | 3.6287 | 35.6015 | 0.77299 | 46 | 40.8513 | 17.7617 | -77.1647
1451 | 36.3363 | -0.73508 | 36.3363 | -0.73508 | 35.4886 | 3.6219 | 35.595 | 0.76653 | 46.1 | 40.8325 | 17.7429 | -77.1835
1452 | 36.3314 | -0.73984 | 36.3314 | -0.73984 | 35.4818 | 3.6151 | 35.5885 | 0.76006 | 46.2 | 40.8138 | 17.7242 | -77.2022
1453 | 36.3265 | -0.74461 | 36.3265 | -0.74461 | 35.475 | 3.6083 | 35.582 | 0.7536 | 46.3 | 40.7951 | 17.7055 | -77.2209
1454 | 36.3216 | -0.74937 | 36.3216 | -0.74937 | 35.4681 | 3.6015 | 35.5755 | 0.74714 | 46.4 | 40.7765 | 17.6869 | -77.2395
1455 | 36.3167 | -0.75414 | 36.3167 | -0.75414 | 35.4613 | 3.5947 | 35.569 | 0.74068 | 46.5 | 40.7578 | 17.6683 | -77.2582
1456 | 36.3118 | -0.7589 | 36.3118 | -0.7589 | 35.4545 | 3.5879 | 35.5625 | 0.73422 | 46.6 | 40.7393 | 17.6497 | -77.2767
1457 | 36.3069 | -0.76366 | 36.3069 | -0.76366 | 35.4476 | 3.5811 | 35.556 | 0.72776 | 46.7 | 40.7207 | 17.6312 | -77.2953
1458 | 36.302 | -0.76843 | 36.302 | -0.76843 | 35.4408 | 3.5743 | 35.5495 | 0.7213 | 46.8 | 40.7022 | 17.6127 | -77.3138
1459 | 36.2971 | -0.77319 | 36.2971 | -0.77319 | 35.434 | 3.5675 | 35.543 | 0.71484 | 46.9 | 40.6838 | 17.5942 | -77.3322
1460 | 36.2923 | -0.77795 | 36.2923 | -0.77795 | 35.428 | 3.5616 | 35.5365 | 0.70837 | 47 | 40.6654 | 17.5758 | -77.3506
1461 | 36.2874 | -0.78271 | 36.2874 | -0.78271 | 35.4225 | 3.556 | 35.53 | 0.70191 | 47.1 | 40.647 | 17.5575 | -77.369
1462 | 36.2825 | -0.78747 | 36.2825 | -0.78747 | 35.4169 | 3.5505 | 35.5235 | 0.69545 | 47.2 | 40.6287 | 17.5391 | -77.3873
1463 | 36.2776 | -0.79223 | 36.2776 | -0.79223 | 35.4113 | 3.5449 | 35.517 | 0.68898 | 47.3 | 40.6103 | 17.5208 | -77.4057
1464 | 36.2727 | -0.79698 | 36.2727 | -0.79698 | 35.4057 | 3.5394 | 35.5105 | 0.68252 | 47.4 | 40.5921 | 17.5026 | -77.4239
1465 | 36.2678 | -0.80174 | 36.2678 | -0.80174 | 35.4002 | 3.5338 | 35.504 | 0.67606 | 47.5 | 40.5739 | 17.4844 | -77.4421
1466 | 36.2629 | -0.8065 | 36.2629 | -0.8065 | 35.3946 | 3.5283 | 35.4975 | 0.66959 | 47.6 | 40.5557 | 17.4662 | -77.4603
1467 | 36.258 | -0.81125 | 36.258 | -0.81125 | 35.389 | 3.5227 | 35.491 | 0.66313 | 47.7 | 40.5375 | 17.4481 | -77.4785
1468 | 36.2532 | -0.81601 | 36.2532 | -0.81601 | 35.3834 | 3.5172 | 35.4845 | 0.65667 | 47.8 | 40.5194 | 17.43 | -77.4966
1469 | 36.2483 | -0.82076 | 36.2483 | -0.82076 | 35.3779 | 3.5116 | 35.478 | 0.6502 | 47.9 | 40.5013 | 17.4119 | -77.5147
1470 | 36.2434 | -0.82552 | 36.2434 | -0.82552 | 35.3723 | 3.5061 | 35.4715 | 0.64374 | 48 | 40.4833 | 17.3939 | -77.5327
1471 | 36.2385 | -0.83027 | 36.2385 | -0.83027 | 35.3667 | 3.5005 | 35.465 | 0.63728 | 48.1 | 40.4653 | 17.3759 | -77.5507
1472 | 36.2336 | -0.83503 | 36.2336 | -0.83503 | 35.3611 | 3.495 | 35.4585 | 0.63081 | 48.2 | 40.4473 | 17.3579 | -77.5687
1473 | 36.2287 | -0.83978 | 36.2287 | -0.83978 | 35.3555 | 3.4894 | 35.452 | 0.62435 | 48.3 | 40.4294 | 17.34 | -77.5866
1474 | 36.2239 | -0.84453 | 36.2239 | -0.84453 | 35.35 | 3.4839 | 35.4455 | 0.61789 | 48.4 | 40.4115 | 17.3221 | -77.6045
1475 | 36.219 | -0.84928 | 36.219 | -0.84928 | 35.3444 | 3.4783 | 35.439 | 0.61142 | 48.5 | 40.3937 | 17.3043 | -77.6223
1476 | 36.2141 | -0.85403 | 36.2141 | -0.85403 | 35.3388 | 3.4728 | 35.4325 | 0.60496 | 48.6 | 40.3759 | 17.2865 | -77.6401
1477 | 36.2092 | -0.85878 | 36.2092 | -0.85878 | 35.3332 | 3.4672 | 35.426 | 0.5985 | 48.7 | 40.3581 | 17.2687 | -77.6579
1478 | 36.2043 | -0.86353 | 36.2043 | -0.86353 | 35.3277 | 3.4617 | 35.4194 | 0.59203 | 48.8 | 40.3404 | 17.251 | -77.6756
1479 | 36.1995 | -0.86828 | 36.1995 | -0.86828 | 35.3221 | 3.4561 | 35.4129 | 0.58557 | 48.9 | 40.3226 | 17.2333 | -77.6934
1480 | 36.1946 | -0.87303 | 36.1946 | -0.87303 | 35.3165 | 3.4506 | 35.4064 | 0.57911 | 49 | 40.305 | 17.2156 | -77.711
1481 | 36.1897 | -0.87778 | 36.1897 | -0.87778 | 35.3109 | 3.445 | 35.3999 | 0.57264 | 49.1 | 40.2873 | 17.198 | -77.7287
1482 | 36.1848 | -0.88252 | 36.1848 | -0.88252 | 35.3053 | 3.4395 | 35.3934 | 0.56618 | 49.2 | 40.2697 | 17.1804 | -77.7463
1483 | 36.1799 | -0.88727 | 36.1799 | -0.88727 | 35.2998 | 3.4339 | 35.3869 | 0.55972 | 49.3 | 40.2522 | 17.1629 | -77.7638
1484 | 36.1751 | -0.89202 | 36.1751 | -0.89202 | 35.2942 | 3.4284 | 35.3804 | 0.55325 | 49.4 | 40.2347 | 17.1454 | -77.7813
1485 | 36.1702 | -0.89676 | 36.1702 | -0.89676 | 35.2886 | 3.4228 | 35.3739 | 0.54679 | 49.5 | 40.2172 | 17.1279 | -77.7988
1486 | 36.1653 | -0.90151 | 36.1653 | -0.90151 | 35.283 | 3.4173 | 35.3674 | 0.54033 | 49.6 | 40.1997 | 17.1104 | -77.8163
1487 | 36.1604 | -0.90625 | 36.1604 | -0.90625 | 35.2775 | 3.4117 | 35.3609 | 0.53386 | 49.7 | 40.1823 | 17.093 | -77.8337
1488 | 36.1556 | -0.911 | 36.1556 | -0.911 | 35.2719 | 3.4062 | 35.3544 | 0.5274 | 49.8 | 40.1649 | 17.0756 | -77.8511
1489 | 36.1507 | -0.91574 | 36.1507 | -0.91574 | 35.2663 | 3.4006 | 35.3479 | 0.52094 | 49.9 | 40.1475 | 17.0583 | -77.8685
1490 | 36.1458 | -0.92048 | 36.1458 | -0.92048 | 35.2607 | 3.3951 | 35.3414 | 0.51447 | 50 | 40.1302 | 17.041 | -77.8858
1491 | 36.1409 | -0.92522 | 36.1409 | -0.92522 | 35.2551 | 3.3895 | 35.3349 | 0.50801 | 50.1 | 40.1129 | 17.0237 | -77.9031
1492 | 36.1361 | -0.92996 | 36.1361 | -0.92996 | 35.2496 | 3.384 | 35.3284 | 0.50155 | 50.2 | 40.0957 | 17.0065 | -77.9203
1493 | 36.1312 | -0.9347 | 36.1312 | -0.9347 | 35.244 | 3.3784 | 35.3219 | 0.49508 | 50.3 | 40.0785 | 16.9893 | -77.9375
1494 | 36.1263 | -0.93944 | 36.1263 | -0.93944 | 35.2384 | 3.3729 | 35.3154 | 0.48862 | 50.4 | 40.0613 | 16.9721 | -77.9547
1495 | 36.1214 | -0.94418 | 36.1214 | -0.94418 | 35.2328 | 3.3673 | 35.3089 | 0.48216 | 50.5 | 40.0441 | 16.955 | -77.9719
1496 | 36.1166 | -0.94892 | 36.1166 | -0.94892 | 35.2273 | 3.3618 | 35.3024 | 0.47569 | 50.6 | 40.027 | 16.9379 | -77.989
1497 | 36.1117 | -0.95366 | 36.1117 | -0.95366 | 35.2217 | 3.3562 | 35.2959 | 0.46923 | 50.7 | 40.01 | 16.9208 | -78.006
1498 | 36.1068 | -0.9584 | 36.1068 | -0.9584 | 35.2161 | 3.3507 | 35.2894 | 0.46277 | 50.8 | 39.9929 | 16.9038 | -78.0231
1499 | 36.102 | -0.96313 | 36.102 | -0.96313 | 35.2105 | 3.3451 | 35.2829 | 0.4563 | 50.9 | 39.9759 | 16.8867 | -78.0401
1500 | 36.0971 | -0.96787 | 36.0971 | -0.96787 | 35.205 | 3.3396 | 35.2764 | 0.44984 | 51 | 39.9589 | 16.8698 | -78.0571
1501 | 36.0922 | -0.9726 | 36.0922 | -0.9726 | 35.1994 | 3.334 | 35.2699 | 0.44338 | 51.1 | 39.942 | 16.8528 | -78.074
1502 | 36.0874 | -0.97734 | 36.0874 | -0.97734 | 35.1938 | 3.3285 | 35.2634 | 0.43691 | 51.2 | 39.9251 | 16.8359 | -78.0909
1503 | 36.0825 | -0.98207 | 36.0825 | -0.98207 | 35.1882 | 3.3229 | 35.2569 | 0.43045 | 51.3 | 39.9082 | 16.8191 | -78.1078
1504 | 36.0776 | -0.9868 | 36.0776 | -0.9868 | 35.1826 | 3.3174 | 35.2504 | 0.42399 | 51.4 | 39.8913 | 16.8022 | -78.1247
1505 | 36.0728 | -0.99153 | 36.0728 | -0.99153 | 35.1771 | 3.3118 | 35.2439 | 0.41752 | 51.5 | 39.8745 | 16.7854 | -78.1415
1506 | 36.0679 | -0.99626 | 36.0679 | -0.99626 | 35.1715 | 3.3063 | 35.2374 | 0.41106 | 51.6 | 39.8577 | 16.7687 | -78.1583
1507 | 36.063 | -1.001 | 36.063 | -1.001 | 35.1659 | 3.3007 | 35.2309 | 0.4046 | 51.7 | 39.841 | 16.7519 | -78.175
1508 | 36.0582 | -1.0057 | 36.0582 | -1.0057 | 35.1603 | 3.2952 | 35.2244 | 0.39813 | 51.8 | 39.8243 | 16.7352 | -78.1917
1509 | 36.0533 | -1.0104 | 36.0533 | -1.0104 | 35.1548 | 3.2896 | 35.2179 | 0.39167 | 51.9 | 39.8076 | 16.7185 | -78.2084
1510 | 36.0485 | -1.0152 | 36.0485 | -1.0152 | 35.1488 | 3.2837 | 35.2102 | 0.384 | 52 | 39.7909 | 16.7019 | -78.2251
1511 | 36.0436 | -1.0199 | 36.0436 | -1.0199 | 35.1427 | 3.2776 | 35.2024 | 0.37634 | 52.1 | 39.7743 | 16.6853 | -78.2417
1512 | 36.0387 | -1.0246 | 36.0387 | -1.0246 | 35.1366 | 3.2716 | 35.1947 | 0.36867 | 52.2 | 39.7577 | 16.6687 | -78.2583
1513 | 36.0339 | -1.0293 | 36.0339 | -1.0293 | 35.1305 | 3.2655 | 35.187 | 0.36101 | 52.3 | 39.7411 | 16.6521 | -78.2749
1514 | 36.029 | -1.0341 | 36.029 | -1.0341 | 35.1244 | 3.2595 | 35.1793 | 0.35334 | 52.4 | 39.7246 | 16.6356 | -78.2914
1515 | 36.0242 | -1.0388 | 36.0242 | -1.0388 | 35.1183 | 3.2534 | 35.1716 | 0.34568 | 52.5 | 39.7081 | 16.6191 | -78.3079
1516 | 36.0193 | -1.0435 | 36.0193 | -1.0435 | 35.1122 | 3.2473 | 35.1639 | 0.33801 | 52.6 | 39.6916 | 16.6027 | -78.3244
1517 | 36.0145 | -1.0482 | 36.0145 | -1.0482 | 35.1061 | 3.2412 | 35.1562 | 0.33035 | 52.7 | 39.6752 | 16.5863 | -78.3408
1518 | 36.0096 | -1.053 | 36.0096 | -1.053 | 35.1 | 3.2352 | 35.1485 | 0.32268 | 52.8 | 39.6588 | 16.5699 | -78.3572
1519 | 36.0048 | -1.0577 | 36.0048 | -1.0577 | 35.0939 | 3.2291 | 35.1408 | 0.31502 | 52.9 | 39.6424 | 16.5535 | -78.3736
1520 | 35.9999 | -1.0624 | 35.9999 | -1.0624 | 35.0879 | 3.2231 | 35.1331 | 0.30735 | 53 | 39.6261 | 16.5372 | -78.3899
1521 | 35.9951 | -1.0671 | 35.9951 | -1.0671 | 35.0818 | 3.217 | 35.1254 | 0.29968 | 53.1 | 39.6098 | 16.5209 | -78.4062
1522 | 35.9902 | -1.0718 | 35.9902 | -1.0718 | 35.0757 | 3.2109 | 35.1177 | 0.29202 | 53.2 | 39.5935 | 16.5046 | -78.4225
1523 | 35.9854 | -1.0765 | 35.9854 | -1.0765 | 35.0696 | 3.2049 | 35.11 | 0.28435 | 53.3 | 39.5773 | 16.4884 | -78.4387
1524 | 35.9805 | -1.0812 | 35.9805 | -1.0812 | 35.0635 | 3.1988 | 35.1023 | 0.27669 | 53.4 | 39.561 | 16.4721 | -78.455
1525 | 35.9757 | -1.086 | 35.9757 | -1.086 | 35.0574 | 3.1927 | 35.0946 | 0.26902 | 53.5 | 39.5448 | 16.456 | -78.4712
1526 | 35.9708 | -1.0907 | 35.9708 | -1.0907 | 35.0513 | 3.1867 | 35.0869 | 0.26136 | 53.6 | 39.5287 | 16.4398 | -78.4873
1527 | 35.966 | -1.0954 | 35.966 | -1.0954 | 35.0452 | 3.1806 | 35.0792 | 0.25369 | 53.7 | 39.5125 | 16.4237 | -78.5035
1528 | 35.9612 | -1.1001 | 35.9612 | -1.1001 | 35.0391 | 3.1745 | 35.0714 | 0.24603 | 53.8 | 39.4964 | 16.4076 | -78.5196
1529 | 35.9563 | -1.1048 | 35.9563 | -1.1048 | 35.033 | 3.1685 | 35.0637 | 0.23836 | 53.9 | 39.4804 | 16.3916 | -78.5356
1530 | 35.9515 | -1.1095 | 35.9515 | -1.1095 | 35.0269 | 3.1624 | 35.056 | 0.2307 | 54 | 39.4643 | 16.3755 | -78.5517
1531 | 35.9466 | -1.1142 | 35.9466 | -1.1142 | 35.0208 | 3.1563 | 35.0483 | 0.22303 | 54.1 | 39.4483 | 16.3595 | -78.5677
1532 | 35.9418 | -1.1189 | 35.9418 | -1.1189 | 35.0147 | 3.1503 | 35.0406 | 0.21537 | 54.2 | 39.4323 | 16.3435 | -78.5837
1533 | 35.937 | -1.1236 | 35.937 | -1.1236 | 35.0086 | 3.1442 | 35.0329 | 0.2077 | 54.3 | 39.4164 | 16.3276 | -78.5996
1534 | 35.9321 | -1.1283 | 35.9321 | -1.1283 | 35.0025 | 3.1381 | 35.0252 | 0.20003 | 54.4 | 39.4005 | 16.3117 | -78.6155
1535 | 35.9273 | -1.133 | 35.9273 | -1.133 | 34.9965 | 3.1321 | 35.0175 | 0.19237 | 54.5 | 39.3846 | 16.2958 | -78.6314
1536 | 35.9225 | -1.1377 | 35.9225 | -1.1377 | 34.9904 | 3.126 | 35.0098 | 0.1847 | 54.6 | 39.3687 | 16.28 | -78.6473
1537 | 35.9176 | -1.1424 | 35.9176 | -1.1424 | 34.9843 | 3.1199 | 35.0021 | 0.17704 | 54.7 | 39.3529 | 16.2641 | -78.6631
1538 | 35.9128 | -1.1471 | 35.9128 | -1.1471 | 34.9782 | 3.1139 | 34.9944 | 0.16937 | 54.8 | 39.3371 | 16.2483 | -78.6789
1539 | 35.908 | -1.1518 | 35.908 | -1.1518 | 34.9721 | 3.1078 | 34.9867 | 0.16171 | 54.9 | 39.3213 | 16.2326 | -78.6947
1540 | 35.9032 | -1.1564 | 35.9032 | -1.1564 | 34.966 | 3.1018 | 34.979 | 0.15404 | 55 | 39.3055 | 16.2168 | -78.7105
1541 | 35.8983 | -1.1611 | 35.8983 | -1.1611 | 34.9599 | 3.0957 | 34.9713 | 0.14638 | 55.1 | 39.2898 | 16.2011 | -78.7262
1542 | 35.8935 | -1.1658 | 35.8935 | -1.1658 | 34.9538 | 3.0896 | 34.9636 | 0.13871 | 55.2 | 39.2741 | 16.1854 | -78.7419
1543 | 35.8887 | -1.1705 | 35.8887 | -1.1705 | 34.9477 | 3.0836 | 34.9559 | 0.13105 | 55.3 | 39.2584 | 16.1698 | -78.7576
1544 | 35.8839 | -1.1752 | 35.8839 | -1.1752 | 34.9416 | 3.0775 | 34.9482 | 0.12338 | 55.4 | 39.2428 | 16.1542 | -78.7732
1545 | 35.8791 | -1.1799 | 35.8791 | -1.1799 | 34.9355 | 3.0714 | 34.9404 | 0.11571 | 55.5 | 39.2272 | 16.1386 | -78.7888
1546 | 35.8743 | -1.1845 | 35.8743 | -1.1845 | 34.9294 | 3.0654 | 34.9327 | 0.10805 | 55.6 | 39.2116 | 16.123 | -78.8044
1547 | 35.8694 | -1.1892 | 35.8694 | -1.1892 | 34.9233 | 3.0593 | 34.925 | 0.10039 | 55.7 | 39.1961 | 16.1074 | -78.8199
1548 | 35.8646 | -1.1939 | 35.8646 | -1.1939 | 34.9172 | 3.0532 | 34.9173 | 0.092719 | 55.8 | 39.1805 | 16.0919 | -78.8355
1549 | 35.8598 | -1.1986 | 35.8598 | -1.1986 | 34.9111 | 3.0472 | 34.9096 | 0.085054 | 55.9 | 39.165 | 16.0764 | -78.851
1550 | 35.855 | -1.2032 | 35.855 | -1.2032 | 34.905 | 3.0411 | 34.9019 | 0.077388 | 56 | 39.1496 | 16.061 | -78.8664
1551 | 35.8502 | -1.2079 | 35.8502 | -1.2079 | 34.899 | 3.035 | 34.8942 | 0.069723 | 56.1 | 39.1341 | 16.0455 | -78.8819
1552 | 35.8454 | -1.2126 | 35.8454 | -1.2126 | 34.8929 | 3.029 | 34.8865 | 0.062058 | 56.2 | 39.1187 | 16.0301 | -78.8973
1553 | 35.8406 | -1.2172 | 35.8406 | -1.2172 | 34.8868 | 3.0229 | 34.8788 | 0.054392 | 56.3 | 39.1033 | 16.0148 | -78.9127
1554 | 35.8358 | -1.2219 | 35.8358 | -1.2219 | 34.8807 | 3.0168 | 34.8711 | 0.046727 | 56.4 | 39.088 | 15.9994 | -78.928
1555 | 35.831 | -1.2266 | 35.831 | -1.2266 | 34.8746 | 3.0108 | 34.8634 | 0.039061 | 56.5 | 39.0726 | 15.9841 | -78.9434
1556 | 35.8262 | -1.2312 | 35.8262 | -1.2312 | 34.8685 | 3.0047 | 34.8557 | 0.031396 | 56.6 | 39.0573 | 15.9688 | -78.9587
1557 | 35.8214 | -1.2359 | 35.8214 | -1.2359 | 34.8624 | 2.9987 | 34.848 | 0.023731 | 56.7 | 39.042 | 15.9535 | -78.974
1558 | 35.8166 | -1.2405 | 35.8166 | -1.2405 | 34.8563 | 2.9926 | 34.8403 | 0.016065 | 56.8 | 39.0268 | 15.9383 | -78.9892
1559 | 35.8118 | -1.2452 | 35.8118 | -1.2452 | 34.8502 | 2.9865 | 34.8326 | 0.0083998 | 56.9 | 39.0116 | 15.9231 | -79.0044
1560 | 35.807 | -1.2498 | 35.807 | -1.2498 | 34.8451 | 2.9814 | 34.8265 | 0.0023323 | 57 | 38.9964 | 15.9079 | -79.0196
1561 | 35.8022 | -1.2545 | 35.8022 | -1.2545 | 34.8402 | 2.9766 | 34.8203 | -0.0037351 | 57.1 | 38.9812 | 15.8927 | -79.0348
1562 | 35.7975 | -1.2591 | 35.7975 | -1.2591 | 34.8354 | 2.9718 | 34.8142 | -0.0098026 | 57.2 | 38.966 | 15.8776 | -79.05
1563 | 35.7927 | -1.2638 | 35.7927 | -1.2638 | 34.8306 | 2.967 | 34.8081 | -0.01587 | 57.3 | 38.9509 | 15.8625 | -79.0651
1564 | 35.7879 | -1.2684 | 35.7879 | -1.2684 | 34.8257 | 2.9622 | 34.802 | -0.021937 | 57.4 | 38.9358 | 15.8474 | -79.0802
1565 | 35.7831 | -1.2731 | 35.7831 | -1.2731 | 34.8209 | 2.9574 | 34.7959 | -0.028005 | 57.5 | 38.9207 | 15.8323 | -79.0953
1566 | 35.7783 | -1.2777 | 35.7783 | -1.2777 | 34.8161 | 2.9526 | 34.7898 | -0.034072 | 57.6 | 38.9057 | 15.8173 | -79.1103
1567 | 35.7736 | -1.2824 | 35.7736 | -1.2824 | 34.8112 | 2.9478 | 34.7837 | -0.04014 | 57.7 | 38.8907 | 15.8023 | -79.1253
1568 | 35.7688 | -1.287 | 35.7688 | -1.287 | 34.8064 | 2.943 | 34.7776 | -0.046207 | 57.8 | 38.8757 | 15.7873 | -79.1403
1569 | 35.764 | -1.2916 | 35.764 | -1.2916 | 34.8016 | 2.9382 | 34.7715 | -0.052275 | 57.9 | 38.8607 | 15.7724 | -79.1553
1570 | 35.7593 | -1.2962 | 35.7593 | -1.2962 | 34.7967 | 2.9334 | 34.7654 | -0.058342 | 58 | 38.8458 | 15.7574 | -79.1702
1571 | 35.7545 | -1.3009 | 35.7545 | -1.3009 | 34.7919 | 2.9286 | 34.7592 | -0.06441 | 58.1 | 38.8309 | 15.7425 | -79.1851
1572 | 35.7497 | -1.3055 | 35.7497 | -1.3055 | 34.7871 | 2.9238 | 34.7531 | -0.070477 | 58.2 | 38.816 | 15.7277 | -79.2
1573 | 35.745 | -1.3101 | 35.745 | -1.3101 | 34.7822 | 2.919 | 34.747 | -0.076545 | 58.3 | 38.8011 | 15.7128 | -79.2149
1574 | 35.7402 | -1.3147 | 35.7402 | -1.3147 | 34.7774 | 2.9141 | 34.7409 | -0.082612 | 58.4 | 38.7863 | 15.698 | -79.2297
1575 | 35.7355 | -1.3194 | 35.7355 | -1.3194 | 34.7726 | 2.9093 | 34.7348 | -0.088679 | 58.5 | 38.7715 | 15.6832 | -79.2445
1576 | 35.7307 | -1.324 | 35.7307 | -1.324 | 34.7677 | 2.9045 | 34.7287 | -0.094747 | 58.6 | 38.7567 | 15.6684 | -79.2593
1577 | 35.7259 | -1.3286 | 35.7259 | -1.3286 | 34.7629 | 2.8997 | 34.7226 | -0.10081 | 58.7 | 38.7419 | 15.6536 | -79.2741
1578 | 35.7212 | -1.3332 | 35.7212 | -1.3332 | 34.7581 | 2.8949 | 34.7165 | -0.10688 | 58.8 | 38.7272 | 15.6389 | -79.2888
1579 | 35.7165 | -1.3378 | 35.7165 | -1.3378 | 34.7532 | 2.8901 | 34.7104 | -0.11295 | 58.9 | 38.7125 | 15.6242 | -79.3035
1580 | 35.7117 | -1.3424 | 35.7117 | -1.3424 | 34.7484 | 2.8853 | 34.7043 | -0.11902 | 59 | 38.6978 | 15.6095 | -79.3182
1581 | 35.707 | -1.347 | 35.707 | -1.347 | 34.7435 | 2.8805 | 34.6982 | -0.12508 | 59.1 | 38.6831 | 15.5949 | -79.3329
1582 | 35.7022 | -1.3516 | 35.7022 | -1.3516 | 34.7387 | 2.8757 | 34.692 | -0.13115 | 59.2 | 38.6685 | 15.5803 | -79.3475
1583 | 35.6975 | -1.3562 | 35.6975 | -1.3562 | 34.7339 | 2.8709 | 34.6859 | -0.13722 | 59.3 | 38.6539 | 15.5657 | -79.3621
1584 | 35.6928 | -1.3608 | 35.6928 | -1.3608 | 34.729 | 2.8661 | 34.6798 | -0.14329 | 59.4 | 38.6393 | 15.5511 | -79.3767
1585 | 35.688 | -1.3654 | 35.688 | -1.3654 | 34.7242 | 2.8613 | 34.6737 | -0.14935 | 59.5 | 38.6247 | 15.5365 | -79.3913
1586 | 35.6833 | -1.37 | 35.6833 | -1.37 | 34.7194 | 2.8565 | 34.6676 | -0.15542 | 59.6 | 38.6102 | 15.522 | -79.4058
1587 | 35.6786 | -1.3746 | 35.6786 | -1.3746 | 34.7145 | 2.8517 | 34.6615 | -0.16149 | 59.7 | 38.5957 | 15.5075 | -79.4203
1588 | 35.6738 | -1.3792 | 35.6738 | -1.3792 | 34.7097 | 2.8469 | 34.6554 | -0.16756 | 59.8 | 38.5812 | 15.493 | -79.4348
1589 | 35.6691 | -1.3837 | 35.6691 | -1.3837 | 34.7049 | 2.8421 | 34.6493 | -0.17362 | 59.9 | 38.5667 | 15.4786 | -79.4493
1590 | 35.6644 | -1.3883 | 35.6644 | -1.3883 | 34.7 | 2.8373 | 34.6432 | -0.17969 | 60 | 38.5523 | 15.4641 | -79.4637
1591 | 35.6597 | -1.3929 | 35.6597 | -1.3929 | 34.6952 | 2.8325 | 34.6371 | -0.18576 | 60.1 | 38.5378 | 15.4497 | -79.4782
1592 | 35.655 | -1.3975 | 35.655 | -1.3975 | 34.6904 | 2.8277 | 34.631 | -0.19183 | 60.2 | 38.5234 | 15.4353 | -79.4926
1593 | 35.6503 | -1.402 | 35.6503 | -1.402 | 34.6855 | 2.8228 | 34.6248 | -0.19789 | 60.3 | 38.5091 | 15.421 | -79.5069
1594 | 35.6456 | -1.4066 | 35.6456 | -1.4066 | 34.6807 | 2.818 | 34.6187 | -0.20396 | 60.4 | 38.4947 | 15.4066 | -79.5213
1595 | 35.6409 | -1.4112 | 35.6409 | -1.4112 | 34.6759 | 2.8132 | 34.6126 | -0.21003 | 60.5 | 38.4804 | 15.3923 | -79.5356
1596 | 35.6362 | -1.4157 | 35.6362 | -1.4157 | 34.671 | 2.8084 | 34.6065 | -0.2161 | 60.6 | 38.4661 | 15.378 | -79.5499
1597 | 35.6315 | -1.4203 | 35.6315 | -1.4203 | 34.6662 | 2.8036 | 34.6004 | -0.22216 | 60.7 | 38.4518 | 15.3638 | -79.5642
1598 | 35.6268 | -1.4248 | 35.6268 | -1.4248 | 34.6614 | 2.7988 | 34.5943 | -0.22823 | 60.8 | 38.4376 | 15.3495 | -79.5784
1599 | 35.6221 | -1.4294 | 35.6221 | -1.4294 | 34.6565 | 2.794 | 34.5882 | -0.2343 | 60.9 | 38.4233 | 15.3353 | -79.5927
1600 | 35.6174 | -1.4339 | 35.6174 | -1.4339 | 34.6517 | 2.7892 | 34.5821 | -0.24037 | 61 | 38.4091 | 15.3211 | -79.6069
1601 | 35.6127 | -1.4385 | 35.6127 | -1.4385 | 34.6468 | 2.7844 | 34.576 | -0.24643 | 61.1 | 38.3949 | 15.3069 | -79.6211
1602 | 35.608 | -1.443 | 35.608 | -1.443 | 34.642 | 2.7796 | 34.5699 | -0.2525 | 61.2 | 38.3808 | 15.2928 | -79.6352
1603 | 35.6033 | -1.4476 | 35.6033 | -1.4476 | 34.6372 | 2.7748 | 34.5638 | -0.25857 | 61.3 | 38.3666 | 15.2787 | -79.6494
1604 | 35.5987 | -1.4521 | 35.5987 | -1.4521 | 34.6323 | 2.77 | 34.5576 | -0.26464 | 61.4 | 38.3525 | 15.2646 | -79.6635
1605 | 35.594 | -1.4566 | 35.594 | -1.4566 | 34.6275 | 2.7652 | 34.5515 | -0.2707 | 61.5 | 38.3384 | 15.2505 | -79.6776
1606 | 35.5893 | -1.4612 | 35.5893 | -1.4612 | 34.6227 | 2.7604 | 34.5454 | -0.27677 | 61.6 | 38.3243 | 15.2364 | -79.6917
1607 | 35.5847 | -1.4657 | 35.5847 | -1.4657 | 34.6178 | 2.7556 | 34.5393 | -0.28284 | 61.7 | 38.3103 | 15.2224 | -79.7057
1608 | 35.58 | -1.4702 | 35.58 | -1.4702 | 34.613 | 2.7508 | 34.5332 | -0.28891 | 61.8 | 38.2963 | 15.2084 | -79.7197
1609 | 35.5753 | -1.4747 | 35.5753 | -1.4747 | 34.6082 | 2.746 | 34.5271 | -0.29497 | 61.9 | 38.2823 | 15.1944 | -79.7337
1610 | 35.5707 | -1.4792 | 35.5707 | -1.4792 | 34.603 | 2.7408 | 34.5216 | -0.30044 | 62 | 38.2683 | 15.1804 | -79.7477
1611 | 35.566 | -1.4838 | 35.566 | -1.4838 | 34.5977 | 2.7355 | 34.5161 | -0.30591 | 62.1 | 38.2543 | 15.1665 | -79.7617
1612 | 35.5614 | -1.4883 | 35.5614 | -1.4883 | 34.5924 | 2.7302 | 34.5106 | -0.31138 | 62.2 | 38.2404 | 15.1525 | -79.7756
1613 | 35.5567 | -1.4928 | 35.5567 | -1.4928 | 34.587 | 2.725 | 34.505 | -0.31685 | 62.3 | 38.2265 | 15.1386 | -79.7895
1614 | 35.5521 | -1.4973 | 35.5521 | -1.4973 | 34.5817 | 2.7197 | 34.4995 | -0.32232 | 62.4 | 38.2126 | 15.1248 | -79.8034
1615 | 35.5474 | -1.5018 | 35.5474 | -1.5018 | 34.5764 | 2.7144 | 34.494 | -0.32779 | 62.5 | 38.1987 | 15.1109 | -79.8173
1616 | 35.5428 | -1.5063 | 35.5428 | -1.5063 | 34.5711 | 2.7092 | 34.4885 | -0.33326 | 62.6 | 38.1849 | 15.0971 | -79.8311
1617 | 35.5382 | -1.5108 | 35.5382 | -1.5108 | 34.5658 | 2.7039 | 34.483 | -0.33873 | 62.7 | 38.171 | 15.0833 | -79.845
1618 | 35.5335 | -1.5152 | 35.5335 | -1.5152 | 34.5605 | 2.6986 | 34.4775 | -0.3442 | 62.8 | 38.1572 | 15.0695 | -79.8588
1619 | 35.5289 | -1.5197 | 35.5289 | -1.5197 | 34.5552 | 2.6933 | 34.472 | -0.34967 | 62.9 | 38.1435 | 15.0557 | -79.8725
1620 | 35.5243 | -1.5242 | 35.5243 | -1.5242 | 34.5499 | 2.6881 | 34.4665 | -0.35514 | 63 | 38.1297 | 15.042 | -79.8863
1621 | 35.5197 | -1.5287 | 35.5197 | -1.5287 | 34.5446 | 2.6828 | 34.461 | -0.36061 | 63.1 | 38.116 | 15.0282 | -79.9
1622 | 35.5151 | -1.5332 | 35.5151 | -1.5332 | 34.5393 | 2.6775 | 34.4554 | -0.36608 | 63.2 | 38.1022 | 15.0145 | -79.9138
1623 | 35.5105 | -1.5376 | 35.5105 | -1.5376 | 34.534 | 2.6723 | 34.4499 | -0.37155 | 63.3 | 38.0886 | 15.0008 | -79.9274
1624 | 35.5058 | -1.5421 | 35.5058 | -1.5421 | 34.5287 | 2.667 | 34.4444 | -0.37702 | 63.4 | 38.0749 | 14.9872 | -79.9411
1625 | 35.5012 | -1.5466 | 35.5012 | -1.5466 | 34.5234 | 2.6617 | 34.4389 | -0.38249 | 63.5 | 38.0612 | 14.9735 | -79.9548
1626 | 35.4966 | -1.551 | 35.4966 | -1.551 | 34.5181 | 2.6564 | 34.4334 | -0.38795 | 63.6 | 38.0476 | 14.9599 | -79.9684
1627 | 35.492 | -1.5555 | 35.492 | -1.5555 | 34.5128 | 2.6512 | 34.4279 | -0.39342 | 63.7 | 38.034 | 14.9463 | -79.982
1628 | 35.4874 | -1.5599 | 35.4874 | -1.5599 | 34.5075 | 2.6459 | 34.4224 | -0.39889 | 63.8 | 38.0204 | 14.9328 | -79.9956
1629 | 35.4829 | -1.5644 | 35.4829 | -1.5644 | 34.5022 | 2.6406 | 34.4169 | -0.40436 | 63.9 | 38.0068 | 14.9192 | -80.0092
1630 | 35.4783 | -1.5688 | 35.4783 | -1.5688 | 34.4969 | 2.6353 | 34.4113 | -0.40983 | 64 | 37.9933 | 14.9057 | -80.0227
1631 | 35.4737 | -1.5733 | 35.4737 | -1.5733 | 34.4916 | 2.6301 | 34.4058 | -0.4153 | 64.1 | 37.9798 | 14.8922 | -80.0362
1632 | 35.4691 | -1.5777 | 35.4691 | -1.5777 | 34.4863 | 2.6248 | 34.4003 | -0.42077 | 64.2 | 37.9663 | 14.8787 | -80.0497
1633 | 35.4645 | -1.5821 | 35.4645 | -1.5821 | 34.481 | 2.6195 | 34.3948 | -0.42624 | 64.3 | 37.9528 | 14.8652 | -80.0632
1634 | 35.46 | -1.5866 | 35.46 | -1.5866 | 34.4757 | 2.6143 | 34.3893 | -0.43171 | 64.4 | 37.9393 | 14.8517 | -80.0767
1635 | 35.4554 | -1.591 | 35.4554 | -1.591 | 34.4704 | 2.609 | 34.3838 | -0.43718 | 64.5 | 37.9259 | 14.8383 | -80.0901
1636 | 35.4508 | -1.5954 | 35.4508 | -1.5954 | 34.4651 | 2.6037 | 34.3783 | -0.44265 | 64.6 | 37.9124 | 14.8249 | -80.1036
1637 | 35.4463 | -1.5998 | 35.4463 | -1.5998 | 34.4598 | 2.5984 | 34.3728 | -0.44812 | 64.7 | 37.899 | 14.8115 | -80.117
1638 | 35.4417 | -1.6042 | 35.4417 | -1.6042 | 34.4545 | 2.5932 | 34.3672 | -0.45359 | 64.8 | 37.8857 | 14.7982 | -80.1303
1639 | 35.4372 | -1.6086 | 35.4372 | -1.6086 | 34.4492 | 2.5879 | 34.3617 | -0.45906 | 64.9 | 37.8723 | 14.7848 | -80.1437
1640 | 35.4326 | -1.613 | 35.4326 | -1.613 | 34.4439 | 2.5826 | 34.3562 | -0.46453 | 65 | 37.859 | 14.7715 | -80.157
1641 | 35.4281 | -1.6174 | 35.4281 | -1.6174 | 34.4386 | 2.5774 | 34.3507 | -0.47 | 65.1 | 37.8457 | 14.7582 | -80.1703
1642 | 35.4236 | -1.6218 | 35.4236 | -1.6218 | 34.4333 | 2.5721 | 34.3452 | -0.47547 | 65.2 | 37.8324 | 14.7449 | -80.1836
1643 | 35.419 | -1.6262 | 35.419 | -1.6262 | 34.428 | 2.5668 | 34.3397 | -0.48094 | 65.3 | 37.8191 | 14.7316 | -80.1969
1644 | 35.4145 | -1.6306 | 35.4145 | -1.6306 | 34.4227 | 2.5615 | 34.3342 | -0.48641 | 65.4 | 37.8058 | 14.7184 | -80.2102
1645 | 35.41 | -1.635 | 35.41 | -1.635 | 34.4174 | 2.5563 | 34.3287 | -0.49188 | 65.5 | 37.7926 | 14.7052 | -80.2234
1646 | 35.4054 | -1.6394 | 35.4054 | -1.6394 | 34.4121 | 2.551 | 34.3231 | -0.49734 | 65.6 | 37.7794 | 14.692 | -80.2366
1647 | 35.4009 | -1.6437 | 35.4009 | -1.6437 | 34.4068 | 2.5457 | 34.3176 | -0.50282 | 65.7 | 37.7662 | 14.6788 | -80.2498
1648 | 35.3964 | -1.6481 | 35.3964 | -1.6481 | 34.4015 | 2.5404 | 34.3121 | -0.50828 | 65.8 | 37.753 | 14.6656 | -80.263
1649 | 35.3919 | -1.6525 | 35.3919 | -1.6525 | 34.3962 | 2.5352 | 34.3066 | -0.51375 | 65.9 | 37.7398 | 14.6525 | -80.2762
1650 | 35.3874 | -1.6568 | 35.3874 | -1.6568 | 34.3909 | 2.5299 | 34.3011 | -0.51922 | 66 | 37.7267 | 14.6393 | -80.2893
1651 | 35.3829 | -1.6612 | 35.3829 | -1.6612 | 34.3856 | 2.5246 | 34.2956 | -0.52469 | 66.1 | 37.7136 | 14.6262 | -80.3024
1652 | 35.3784 | -1.6655 | 35.3784 | -1.6655 | 34.3803 | 2.5194 | 34.2901 | -0.53016 | 66.2 | 37.7005 | 14.6132 | -80.3155
1653 | 35.3739 | -1.6699 | 35.3739 | -1.6699 | 34.375 | 2.5141 | 34.2846 | -0.53563 | 66.3 | 37.6874 | 14.6001 | -80.3286
1654 | 35.3694 | -1.6742 | 35.3694 | -1.6742 | 34.3697 | 2.5088 | 34.279 | -0.5411 | 66.4 | 37.6743 | 14.5871 | -80.3417
1655 | 35.365 | -1.6786 | 35.365 | -1.6786 | 34.3644 | 2.5036 | 34.2735 | -0.54657 | 66.5 | 37.6613 | 14.574 | -80.3547
1656 | 35.3605 | -1.6829 | 35.3605 | -1.6829 | 34.3591 | 2.4983 | 34.268 | -0.55204 | 66.6 | 37.6483 | 14.561 | -80.3677
1657 | 35.356 | -1.6872 | 35.356 | -1.6872 | 34.3538 | 2.493 | 34.2625 | -0.55751 | 66.7 | 37.6353 | 14.548 | -80.3807
1658 | 35.3515 | -1.6915 | 35.3515 | -1.6915 | 34.3485 | 2.4877 | 34.257 | -0.56298 | 66.8 | 37.6223 | 14.5351 | -80.3937
1659 | 35.3471 | -1.6959 | 35.3471 | -1.6959 | 34.3432 | 2.4825 | 34.2515 | -0.56845 | 66.9 | 37.6093 | 14.5221 | -80.4067
1660 | 35.3426 | -1.7002 | 35.3426 | -1.7002 | 34.337 | 2.4763 | 34.2456 | -0.57432 | 67 | 37.5964 | 14.5092 | -80.4196
1661 | 35.3382 | -1.7045 | 35.3382 | -1.7045 | 34.3307 | 2.47 | 34.2396 | -0.58019 | 67.1 | 37.5835 | 14.4963 | -80.4325
1662 | 35.3337 | -1.7088 | 35.3337 | -1.7088 | 34.3243 | 2.4637 | 34.2337 | -0.58606 | 67.2 | 37.5706 | 14.4834 | -80.4454
1663 | 35.3293 | -1.7131 | 35.3293 | -1.7131 | 34.318 | 2.4574 | 34.2278 | -0.59193 | 67.3 | 37.5577 | 14.4705 | -80.4583
1664 | 35.3248 | -1.7174 | 35.3248 | -1.7174 | 34.3117 | 2.4511 | 34.2219 | -0.59781 | 67.4 | 37.5448 | 14.4577 | -80.4712
1665 | 35.3204 | -1.7217 | 35.3204 | -1.7217 | 34.3054 | 2.4448 | 34.216 | -0.60368 | 67.5 | 37.532 | 14.4448 | -80.484
1666 | 35.316 | -1.7259 | 35.316 | -1.7259 | 34.299 | 2.4385 | 34.2101 | -0.60955 | 67.6 | 37.5192 | 14.432 | -80.4968
1667 | 35.3116 | -1.7302 | 35.3116 | -1.7302 | 34.2927 | 2.4322 | 34.2042 | -0.61542 | 67.7 | 37.5063 | 14.4192 | -80.5097
1668 | 35.3071 | -1.7345 | 35.3071 | -1.7345 | 34.2864 | 2.4259 | 34.1982 | -0.62129 | 67.8 | 37.4936 | 14.4064 | -80.5224
1669 | 35.3027 | -1.7388 | 35.3027 | -1.7388 | 34.28 | 2.4196 | 34.1923 | -0.62716 | 67.9 | 37.4808 | 14.3937 | -80.5352
1670 | 35.2983 | -1.743 | 35.2983 | -1.743 | 34.2737 | 2.4133 | 34.1864 | -0.63304 | 68 | 37.468 | 14.381 | -80.548
1671 | 35.2939 | -1.7473 | 35.2939 | -1.7473 | 34.2674 | 2.407 | 34.1805 | -0.63891 | 68.1 | 37.4553 | 14.3682 | -80.5607
1672 | 35.2895 | -1.7515 | 35.2895 | -1.7515 | 34.261 | 2.4007 | 34.1746 | -0.64478 | 68.2 | 37.4426 | 14.3555 | -80.5734
1673 | 35.2851 | -1.7558 | 35.2851 | -1.7558 | 34.2547 | 2.3944 | 34.1687 | -0.65065 | 68.3 | 37.4299 | 14.3428 | -80.5861
1674 | 35.2807 | -1.76 | 35.2807 | -1.76 | 34.2484 | 2.3881 | 34.1627 | -0.65652 | 68.4 | 37.4172 | 14.3302 | -80.5988
1675 | 35.2764 | -1.7642 | 35.2764 | -1.7642 | 34.242 | 2.3819 | 34.1568 | -0.66239 | 68.5 | 37.4045 | 14.3175 | -80.6115
1676 | 35.272 | -1.7685 | 35.272 | -1.7685 | 34.2357 | 2.3756 | 34.1509 | -0.66827 | 68.6 | 37.3919 | 14.3049 | -80.6241
1677 | 35.2676 | -1.7727 | 35.2676 | -1.7727 | 34.2294 | 2.3693 | 34.145 | -0.67414 | 68.7 | 37.3793 | 14.2923 | -80.6367
1678 | 35.2633 | -1.7769 | 35.2633 | -1.7769 | 34.2231 | 2.363 | 34.1391 | -0.68001 | 68.8 | 37.3667 | 14.2797 | -80.6493
1679 | 35.2589 | -1.7811 | 35.2589 | -1.7811 | 34.2167 | 2.3567 | 34.1332 | -0.68588 | 68.9 | 37.3541 | 14.2671 | -80.6619
1680 | 35.2545 | -1.7853 | 35.2545 | -1.7853 | 34.2104 | 2.3504 | 34.1273 | -0.69175 | 69 | 37.3415 | 14.2546 | -80.6745
1681 | 35.2502 | -1.7895 | 35.2502 | -1.7895 | 34.2041 | 2.3441 | 34.1213 | -0.69762 | 69.1 | 37.329 | 14.242 | -80.687
1682 | 35.2459 | -1.7937 | 35.2459 | -1.7937 | 34.1977 | 2.3378 | 34.1154 | -0.70349 | 69.2 | 37.3164 | 14.2295 | -80.6996
1683 | 35.2415 | -1.7979 | 35.2415 | -1.7979 | 34.1914 | 2.3314 | 34.1095 | -0.70937 | 69.3 | 37.3039 | 14.217 | -80.7121
1684 | 35.2372 | -1.8021 | 35.2372 | -1.8021 | 34.1851 | 2.3251 | 34.1036 | -0.71524 | 69.4 | 37.2914 | 14.2045 | -80.7246
1685 | 35.2329 | -1.8063 | 35.2329 | -1.8063 | 34.1787 | 2.3188 | 34.0977 | -0.72111 | 69.5 | 37.2789 | 14.1921 | -80.7371
1686 | 35.2285 | -1.8105 | 35.2285 | -1.8105 | 34.1724 | 2.3125 | 34.0918 | -0.72698 | 69.6 | 37.2665 | 14.1796 | -80.7495
1687 | 35.2242 | -1.8146 | 35.2242 | -1.8146 | 34.1661 | 2.3062 | 34.0858 | -0.73285 | 69.7 | 37.254 | 14.1672 | -80.762
1688 | 35.2199 | -1.8188 | 35.2199 | -1.8188 | 34.1597 | 2.2999 | 34.0799 | -0.73872 | 69.8 | 37.2416 | 14.1548 | -80.7744
1689 | 35.2156 | -1.823 | 35.2156 | -1.823 | 34.1534 | 2.2936 | 34.074 | -0.7446 | 69.9 | 37.2292 | 14.1424 | -80.7868
1690 | 35.2113 | -1.8271 | 35.2113 | -1.8271 | 34.1471 | 2.2873 | 34.0681 | -0.75047 | 70 | 37.2168 | 14.13 | -80.7992
1691 | 35.207 | -1.8313 | 35.207 | -1.8313 | 34.1408 | 2.2811 | 34.0622 | -0.75634 | 70.1 | 37.2044 | 14.1177 | -80.8116
1692 | 35.2027 | -1.8354 | 35.2027 | -1.8354 | 34.1344 | 2.2748 | 34.0563 | -0.76221 | 70.2 | 37.1921 | 14.1053 | -80.8239
1693 | 35.1985 | -1.8395 | 35.1985 | -1.8395 | 34.1281 | 2.2685 | 34.0504 | -0.76808 | 70.3 | 37.1798 | 14.093 | -80.8362
1694 | 35.1942 | -1.8437 | 35.1942 | -1.8437 | 34.1218 | 2.2622 | 34.0444 | -0.77395 | 70.4 | 37.1674 | 14.0807 | -80.8486
1695 | 35.1899 | -1.8478 | 35.1899 | -1.8478 | 34.1154 | 2.2559 | 34.0385 | -0.77982 | 70.5 | 37.1551 | 14.0684 | -80.8609
1696 | 35.1856 | -1.8519 | 35.1856 | -1.8519 | 34.1091 | 2.2496 | 34.0326 | -0.7857 | 70.6 | 37.1428 | 14.0561 | -80.8732
1697 | 35.1814 | -1.856 | 35.1814 | -1.856 | 34.1028 | 2.2433 | 34.0267 | -0.79157 | 70.7 | 37.1306 | 14.0439 | -80.8854
1698 | 35.1771 | -1.8601 | 35.1771 | -1.8601 | 34.0964 | 2.237 | 34.0208 | -0.79744 | 70.8 | 37.1183 | 14.0316 | -80.8977
1699 | 35.1729 | -1.8642 | 35.1729 | -1.8642 | 34.0901 | 2.2307 | 34.0149 | -0.80331 | 70.9 | 37.1061 | 14.0194 | -80.9099
1700 | 35.1687 | -1.8683 | 35.1687 | -1.8683 | 34.0838 | 2.2244 | 34.0089 | -0.80918 | 71 | 37.0939 | 14.0072 | -80.9221
1701 | 35.1644 | -1.8724 | 35.1644 | -1.8724 | 34.0774 | 2.2181 | 34.003 | -0.81505 | 71.1 | 37.0817 | 13.995 | -80.9343
1702 | 35.1602 | -1.8764 | 35.1602 | -1.8764 | 34.0711 | 2.2118 | 33.9971 | -0.82093 | 71.2 | 37.0695 | 13.9829 | -80.9465
1703 | 35.156 | -1.8805 | 35.156 | -1.8805 | 34.0648 | 2.2055 | 33.9912 | -0.8268 | 71.3 | 37.0573 | 13.9707 | -80.9587
1704 | 35.1518 | -1.8846 | 35.1518 | -1.8846 | 34.0585 | 2.1992 | 33.9853 | -0.83267 | 71.4 | 37.0452 | 13.9586 | -80.9708
1705 | 35.1476 | -1.8886 | 35.1476 | -1.8886 | 34.0521 | 2.1929 | 33.9794 | -0.83854 | 71.5 | 37.033 | 13.9465 | -80.983
1706 | 35.1434 | -1.8927 | 35.1434 | -1.8927 | 34.0458 | 2.1866 | 33.9735 | -0.84441 | 71.6 | 37.0209 | 13.9344 | -80.9951
1707 | 35.1392 | -1.8967 | 35.1392 | -1.8967 | 34.0395 | 2.1803 | 33.9675 | -0.85028 | 71.7 | 37.0088 | 13.9223 | -81.0072
1708 | 35.135 | -1.9008 | 35.135 | -1.9008 | 34.0331 | 2.174 | 33.9616 | -0.85616 | 71.8 | 36.9968 | 13.9102 | -81.0192
1709 | 35.1308 | -1.9048 | 35.1308 | -1.9048 | 34.0268 | 2.1677 | 33.9557 | -0.86203 | 71.9 | 36.9847 | 13.8982 | -81.0313
1710 | 35.1266 | -1.9088 | 35.1266 | -1.9088 | 34.0208 | 2.1617 | 33.9512 | -0.8665 | 72 | 36.9726 | 13.8861 | -81.0434
1711 | 35.1225 | -1.9129 | 35.1225 | -1.9129 | 34.0149 | 2.1559 | 33.9467 | -0.87098 | 72.1 | 36.9606 | 13.8741 | -81.0554
1712 | 35.1183 | -1.9169 | 35.1183 | -1.9169 | 34.009 | 2.15 | 33.9421 | -0.87545 | 72.2 | 36.9486 | 13.8621 | -81.0674
1713 | 35.1141 | -1.9209 | 35.1141 | -1.9209 | 34.0031 | 2.1441 | 33.9376 | -0.87992 | 72.3 | 36.9366 | 13.8501 | -81.0794
1714 | 35.11 | -1.9249 | 35.11 | -1.9249 | 33.9972 | 2.1382 | 33.9331 | -0.8844 | 72.4 | 36.9246 | 13.8382 | -81.0914
1715 | 35.1058 | -1.9289 | 35.1058 | -1.9289 | 33.9913 | 2.1324 | 33.9286 | -0.88887 | 72.5 | 36.9127 | 13.8262 | -81.1033
1716 | 35.1017 | -1.9329 | 35.1017 | -1.9329 | 33.9854 | 2.1265 | 33.9241 | -0.89334 | 72.6 | 36.9007 | 13.8143 | -81.1153
1717 | 35.0976 | -1.9369 | 35.0976 | -1.9369 | 33.9795 | 2.1206 | 33.9196 | -0.89782 | 72.7 | 36.8888 | 13.8024 | -81.1272
1718 | 35.0935 | -1.9408 | 35.0935 | -1.9408 | 33.9736 | 2.1147 | 33.915 | -0.90229 | 72.8 | 36.8769 | 13.7905 | -81.1391
1719 | 35.0893 | -1.9448 | 35.0893 | -1.9448 | 33.9677 | 2.1088 | 33.9105 | -0.90676 | 72.9 | 36.865 | 13.7786 | -81.151
1720 | 35.0852 | -1.9488 | 35.0852 | -1.9488 | 33.9618 | 2.103 | 33.906 | -0.91124 | 73 | 36.8531 | 13.7667 | -81.1629
1721 | 35.0811 | -1.9527 | 35.0811 | -1.9527 | 33.9559 | 2.0971 | 33.9015 | -0.91571 | 73.1 | 36.8412 | 13.7549 | -81.1748
1722 | 35.077 | -1.9567 | 35.077 | -1.9567 | 33.9499 | 2.0912 | 33.897 | -0.92018 | 73.2 | 36.8294 | 13.743 | -81.1866
1723 | 35.0729 | -1.9606 | 35.0729 | -1.9606 | 33.944 | 2.0853 | 33.8924 | -0.92466 | 73.3 | 36.8175 | 13.7312 | -81.1985
1724 | 35.0689 | -1.9645 | 35.0689 | -1.9645 | 33.9381 | 2.0795 | 33.8879 | -0.92913 | 73.4 | 36.8057 | 13.7194 | -81.2103
1725 | 35.0648 | -1.9685 | 35.0648 | -1.9685 | 33.9322 | 2.0736 | 33.8834 | -0.93361 | 73.5 | 36.7939 | 13.7076 | -81.2221
1726 | 35.0607 | -1.9724 | 35.0607 | -1.9724 | 33.9263 | 2.0677 | 33.8789 | -0.93808 | 73.6 | 36.7821 | 13.6958 | -81.2339
1727 | 35.0566 | -1.9763 | 35.0566 | -1.9763 | 33.9204 | 2.0618 | 33.8744 | -0.94255 | 73.7 | 36.7703 | 13.6841 | -81.2457
1728 | 35.0526 | -1.9802 | 35.0526 | -1.9802 | 33.9145 | 2.056 | 33.8699 | -0.94703 | 73.8 | 36.7586 | 13.6723 | -81.2574
1729 | 35.0485 | -1.9841 | 35.0485 | -1.9841 | 33.9086 | 2.0501 | 33.8653 | -0.9515 | 73.9 | 36.7468 | 13.6606 | -81.2692
1730 | 35.0445 | -1.988 | 35.0445 | -1.988 | 33.9027 | 2.0442 | 33.8608 | -0.95597 | 74 | 36.7351 | 13.6489 | -81.2809
1731 | 35.0405 | -1.9919 | 35.0405 | -1.9919 | 33.8968 | 2.0383 | 33.8563 | -0.96045 | 74.1 | 36.7234 | 13.6372 | -81.2926
1732 | 35.0364 | -1.9958 | 35.0364 | -1.9958 | 33.8909 | 2.0325 | 33.8518 | -0.96492 | 74.2 | 36.7117 | 13.6255 | -81.3043
1733 | 35.0324 | -1.9996 | 35.0324 | -1.9996 | 33.885 | 2.0266 | 33.8473 | -0.96939 | 74.3 | 36.7 | 13.6139 | -81.316
1734 | 35.0284 | -2.0035 | 35.0284 | -2.0035 | 33.8791 | 2.0207 | 33.8427 | -0.97387 | 74.4 | 36.6884 | 13.6022 | -81.3276
1735 | 35.0244 | -2.0074 | 35.0244 | -2.0074 | 33.8732 | 2.0148 | 33.8382 | -0.97834 | 74.5 | 36.6767 | 13.5906 | -81.3393
1736 | 35.0204 | -2.0112 | 35.0204 | -2.0112 | 33.8672 | 2.009 | 33.8337 | -0.98281 | 74.6 | 36.6651 | 13.579 | -81.3509
1737 | 35.0164 | -2.0151 | 35.0164 | -2.0151 | 33.8613 | 2.0031 | 33.8292 | -0.98729 | 74.7 | 36.6535 | 13.5674 | -81.3625
1738 | 35.0124 | -2.0189 | 35.0124 | -2.0189 | 33.8554 | 1.9972 | 33.8247 | -0.99176 | 74.8 | 36.6419 | 13.5558 | -81.3741
1739 | 35.0084 | -2.0227 | 35.0084 | -2.0227 | 33.8495 | 1.9913 | 33.8201 | -0.99624 | 74.9 | 36.6303 | 13.5442 | -81.3857
1740 | 35.0044 | -2.0265 | 35.0044 | -2.0265 | 33.8436 | 1.9855 | 33.8156 | -1.0007 | 75 | 36.6187 | 13.5327 | -81.3973
1741 | 35.0005 | -2.0304 | 35.0005 | -2.0304 | 33.8377 | 1.9796 | 33.8111 | -1.0052 | 75.1 | 36.6072 | 13.5211 | -81.4088
1742 | 34.9965 | -2.0342 | 34.9965 | -2.0342 | 33.8318 | 1.9737 | 33.8066 | -1.0097 | 75.2 | 36.5957 | 13.5096 | -81.4203
1743 | 34.9926 | -2.038 | 34.9926 | -2.038 | 33.8259 | 1.9678 | 33.8021 | -1.0141 | 75.3 | 36.5841 | 13.4981 | -81.4319
1744 | 34.9886 | -2.0418 | 34.9886 | -2.0418 | 33.82 | 1.962 | 33.7976 | -1.0186 | 75.4 | 36.5726 | 13.4866 | -81.4434
1745 | 34.9847 | -2.0456 | 34.9847 | -2.0456 | 33.8141 | 1.9561 | 33.793 | -1.0231 | 75.5 | 36.5611 | 13.4751 | -81.4549
1746 | 34.9807 | -2.0493 | 34.9807 | -2.0493 | 33.8082 | 1.9502 | 33.7885 | -1.0275 | 75.6 | 36.5497 | 13.4637 | -81.4663
1747 | 34.9768 | -2.0531 | 34.9768 | -2.0531 | 33.8023 | 1.9443 | 33.784 | -1.032 | 75.7 | 36.5382 | 13.4522 | -81.4778
1748 | 34.9729 | -2.0569 | 34.9729 | -2.0569 | 33.7964 | 1.9385 | 33.7795 | -1.0365 | 75.8 | 36.5267 | 13.4408 | -81.4893
1749 | 34.969 | -2.0606 | 34.969 | -2.0606 | 33.7905 | 1.9326 | 33.775 | -1.041 | 75.9 | 36.5153 | 13.4294 | -81.5007
1750 | 34.9651 | -2.0644 | 34.9651 | -2.0644 | 33.7845 | 1.9267 | 33.7704 | -1.0454 | 76 | 36.5039 | 13.418 | -81.5121
1751 | 34.9612 | -2.0681 | 34.9612 | -2.0681 | 33.7786 | 1.9208 | 33.7659 | -1.0499 | 76.1 | 36.4925 | 13.4066 | -81.5235
1752 | 34.9573 | -2.0719 | 34.9573 | -2.0719 | 33.7727 | 1.9149 | 33.7614 | -1.0544 | 76.2 | 36.4811 | 13.3952 | -81.5349
1753 | 34.9534 | -2.0756 | 34.9534 | -2.0756 | 33.7668 | 1.9091 | 33.7569 | -1.0589 | 76.3 | 36.4697 | 13.3839 | -81.5463
1754 | 34.9495 | -2.0793 | 34.9495 | -2.0793 | 33.7609 | 1.9032 | 33.7524 | -1.0633 | 76.4 | 36.4584 | 13.3725 | -81.5576
1755 | 34.9457 | -2.0831 | 34.9457 | -2.0831 | 33.755 | 1.8973 | 33.7478 | -1.0678 | 76.5 | 36.447 | 13.3612 | -81.569
1756 | 34.9418 | -2.0868 | 34.9418 | -2.0868 | 33.7491 | 1.8915 | 33.7433 | -1.0723 | 76.6 | 36.4357 | 13.3499 | -81.5803
1757 | 34.9379 | -2.0905 | 34.9379 | -2.0905 | 33.7432 | 1.8856 | 33.7388 | -1.0768 | 76.7 | 36.4244 | 13.3386 | -81.5916
1758 | 34.9341 | -2.0942 | 34.9341 | -2.0942 | 33.7373 | 1.8797 | 33.7343 | -1.0812 | 76.8 | 36.4131 | 13.3273 | -81.6029
1759 | 34.9302 | -2.0979 | 34.9302 | -2.0979 | 33.7314 | 1.8738 | 33.7298 | -1.0857 | 76.9 | 36.4018 | 13.316 | -81.6142
1760 | 34.9264 | -2.1016 | 34.9264 | -2.1016 | 33.7262 | 1.8687 | 33.7263 | -1.0892 | 77 | 36.3905 | 13.3048 | -81.6255
1761 | 34.9226 | -2.1052 | 34.9226 | -2.1052 | 33.7212 | 1.8637 | 33.7227 | -1.0927 | 77.1 | 36.3793 | 13.2935 | -81.6367
1762 | 34.9188 | -2.1089 | 34.9188 | -2.1089 | 33.7161 | 1.8586 | 33.7192 | -1.0961 | 77.2 | 36.3681 | 13.2823 | -81.6479
1763 | 34.9149 | -2.1126 | 34.9149 | -2.1126 | 33.711 | 1.8536 | 33.7157 | -1.0996 | 77.3 | 36.3568 | 13.2711 | -81.6592
1764 | 34.9111 | -2.1162 | 34.9111 | -2.1162 | 33.706 | 1.8486 | 33.7122 | -1.1031 | 77.4 | 36.3456 | 13.2599 | -81.6704
1765 | 34.9073 | -2.1199 | 34.9073 | -2.1199 | 33.7009 | 1.8436 | 33.7086 | -1.1066 | 77.5 | 36.3344 | 13.2487 | -81.6816
1766 | 34.9035 | -2.1235 | 34.9035 | -2.1235 | 33.6959 | 1.8386 | 33.7051 | -1.11 | 77.6 | 36.3232 | 13.2376 | -81.6928
1767 | 34.8997 | -2.1272 | 34.8997 | -2.1272 | 33.6908 | 1.8335 | 33.7016 | -1.1135 | 77.7 | 36.3121 | 13.2264 | -81.7039
1768 | 34.896 | -2.1308 | 34.896 | -2.1308 | 33.6858 | 1.8285 | 33.6981 | -1.117 | 77.8 | 36.3009 | 13.2153 | -81.7151
1769 | 34.8922 | -2.1344 | 34.8922 | -2.1344 | 33.6807 | 1.8235 | 33.6946 | -1.1205 | 77.9 | 36.2898 | 13.2042 | -81.7262
1770 | 34.8884 | -2.138 | 34.8884 | -2.138 | 33.6757 | 1.8185 | 33.691 | -1.1239 | 78 | 36.2786 | 13.193 | -81.7374
1771 | 34.8847 | -2.1416 | 34.8847 | -2.1416 | 33.6706 | 1.8134 | 33.6875 | -1.1274 | 78.1 | 36.2675 | 13.182 | -81.7485
1772 | 34.8809 | -2.1452 | 34.8809 | -2.1452 | 33.6655 | 1.8084 | 33.684 | -1.1309 | 78.2 | 36.2564 | 13.1709 | -81.7596
1773 | 34.8771 | -2.1488 | 34.8771 | -2.1488 | 33.6605 | 1.8034 | 33.6805 | -1.1344 | 78.3 | 36.2454 | 13.1598 | -81.7706
1774 | 34.8734 | -2.1524 | 34.8734 | -2.1524 | 33.6554 | 1.7984 | 33.6769 | -1.1378 | 78.4 | 36.2343 | 13.1488 | -81.7817
1775 | 34.8697 | -2.156 | 34.8697 | -2.156 | 33.6504 | 1.7933 | 33.6734 | -1.1413 | 78.5 | 36.2232 | 13.1377 | -81.7928
1776 | 34.8659 | -2.1596 | 34.8659 | -2.1596 | 33.6453 | 1.7883 | 33.6699 | -1.1448 | 78.6 | 36.2122 | 13.1267 | -81.8038
1777 | 34.8622 | -2.1631 | 34.8622 | -2.1631 | 33.6403 | 1.7833 | 33.6664 | -1.1483 | 78.7 | 36.2012 | 13.1157 | -81.8148
1778 | 34.8585 | -2.1667 | 34.8585 | -2.1667 | 33.6352 | 1.7783 | 33.6629 | -1.1518 | 78.8 | 36.1902 | 13.1047 | -81.8258
1779 | 34.8548 | -2.1703 | 34.8548 | -2.1703 | 33.6302 | 1.7732 | 33.6593 | -1.1552 | 78.9 | 36.1792 | 13.0937 | -81.8368
1780 | 34.8511 | -2.1738 | 34.8511 | -2.1738 | 33.6251 | 1.7682 | 33.6558 | -1.1587 | 79 | 36.1682 | 13.0827 | -81.8478
1781 | 34.8474 | -2.1774 | 34.8474 | -2.1774 | 33.62 | 1.7632 | 33.6523 | -1.1622 | 79.1 | 36.1572 | 13.0718 | -81.8588
1782 | 34.8437 | -2.1809 | 34.8437 | -2.1809 | 33.615 | 1.7582 | 33.6488 | -1.1657 | 79.2 | 36.1462 | 13.0608 | -81.8698
1783 | 34.84 | -2.1844 | 34.84 | -2.1844 | 33.6099 | 1.7532 | 33.6453 | -1.1691 | 79.3 | 36.1353 | 13.0499 | -81.8807
1784 | 34.8364 | -2.1879 | 34.8364 | -2.1879 | 33.6049 | 1.7481 | 33.6417 | -1.1726 | 79.4 | 36.1244 | 13.039 | -81.8916
1785 | 34.8327 | -2.1915 | 34.8327 | -2.1915 | 33.5998 | 1.7431 | 33.6382 | -1.1761 | 79.5 | 36.1135 | 13.0281 | -81.9025
1786 | 34.829 | -2.195 | 34.829 | -2.195 | 33.5948 | 1.7381 | 33.6347 | -1.1796 | 79.6 | 36.1025 | 13.0172 | -81.9135
1787 | 34.8254 | -2.1985 | 34.8254 | -2.1985 | 33.5897 | 1.7331 | 33.6312 | -1.183 | 79.7 | 36.0917 | 13.0063 | -81.9243
1788 | 34.8217 | -2.202 | 34.8217 | -2.202 | 33.5847 | 1.7281 | 33.6276 | -1.1865 | 79.8 | 36.0808 | 12.9955 | -81.9352
1789 | 34.8181 | -2.2054 | 34.8181 | -2.2054 | 33.5796 | 1.723 | 33.6241 | -1.19 | 79.9 | 36.0699 | 12.9846 | -81.9461
1790 | 34.8144 | -2.2089 | 34.8144 | -2.2089 | 33.5745 | 1.718 | 33.6206 | -1.1934 | 80 | 36.0591 | 12.9738 | -81.9569
1791 | 34.8108 | -2.2124 | 34.8108 | -2.2124 | 33.5695 | 1.713 | 33.6171 | -1.1969 | 80.1 | 36.0482 | 12.963 | -81.9678
1792 | 34.8072 | -2.2159 | 34.8072 | -2.2159 | 33.5644 | 1.708 | 33.6136 | -1.2004 | 80.2 | 36.0375 | 12.9523 | -81.9785
1793 | 34.8036 | -2.2193 | 34.8036 | -2.2193 | 33.5594 | 1.7029 | 33.61 | -1.2039 | 80.3 | 36.0268 | 12.9416 | -81.9892
1794 | 34.8 | -2.2228 | 34.8 | -2.2228 | 33.5543 | 1.6979 | 33.6065 | -1.2074 | 80.4 | 36.0162 | 12.931 | -81.9998
1795 | 34.7964 | -2.2262 | 34.7964 | -2.2262 | 33.5493 | 1.6929 | 33.603 | -1.2108 | 80.5 | 36.0055 | 12.9203 | -82.0105
1796 | 34.7928 | -2.2297 | 34.7928 | -2.2297 | 33.5442 | 1.6879 | 33.5995 | -1.2143 | 80.6 | 35.9949 | 12.9097 | -82.0211
1797 | 34.7892 | -2.2331 | 34.7892 | -2.2331 | 33.5392 | 1.6828 | 33.5959 | -1.2178 | 80.7 | 35.9842 | 12.8991 | -82.0318
1798 | 34.7856 | -2.2366 | 34.7856 | -2.2366 | 33.5341 | 1.6778 | 33.5924 | -1.2213 | 80.8 | 35.9736 | 12.8885 | -82.0424
1799 | 34.782 | -2.24 | 34.782 | -2.24 | 33.529 | 1.6728 | 33.5889 | -1.2247 | 80.9 | 35.963 | 12.8779 | -82.053
1800 | 34.7784 | -2.2434 | 34.7784 | -2.2434 | 33.524 | 1.6678 | 33.5854 | -1.2282 | 81 | 35.9524 | 12.8673 | -82.0636
1801 | 34.7749 | -2.2468 | 34.7749 | -2.2468 | 33.5189 | 1.6627 | 33.5819 | -1.2317 | 81.1 | 35.9418 | 12.8567 | -82.0742
1802 | 34.7713 | -2.2502 | 34.7713 | -2.2502 | 33.5139 | 1.6577 | 33.5783 | -1.2352 | 81.2 | 35.9313 | 12.8462 | -82.0847
1803 | 34.7678 | -2.2536 | 34.7678 | -2.2536 | 33.5088 | 1.6527 | 33.5748 | -1.2386 | 81.3 | 35.9207 | 12.8357 | -82.0953
1804 | 34.7642 | -2.257 | 34.7642 | -2.257 | 33.5038 | 1.6477 | 33.5713 | -1.2421 | 81.4 | 35.9102 | 12.8251 | -82.1058
1805 | 34.7607 | -2.2604 | 34.7607 | -2.2604 | 33.4987 | 1.6426 | 33.5678 | -1.2456 | 81.5 | 35.8997 | 12.8146 | -82.1163
1806 | 34.7571 | -2.2638 | 34.7571 | -2.2638 | 33.4937 | 1.6376 | 33.5643 | -1.2491 | 81.6 | 35.8891 | 12.8041 | -82.1269
1807 | 34.7536 | -2.2671 | 34.7536 | -2.2671 | 33.4886 | 1.6326 | 33.5607 | -1.2525 | 81.7 | 35.8786 | 12.7936 | -82.1374
1808 | 34.7501 | -2.2705 | 34.7501 | -2.2705 | 33.4835 | 1.6276 | 33.5572 | -1.256 | 81.8 | 35.8681 | 12.7832 | -82.1479
1809 | 34.7466 | -2.2739 | 34.7466 | -2.2739 | 33.4785 | 1.6226 | 33.5537 | -1.2595 | 81.9 | 35.8577 | 12.7727 | -82.1583
1810 | 34.7431 | -2.2772 | 34.7431 | -2.2772 | 33.473 | 1.6171 | 33.5494 | -1.2638 | 82 | 35.8472 | 12.7622 | -82.1688
1811 | 34.7395 | -2.2806 | 34.7395 | -2.2806 | 33.4674 | 1.6115 | 33.545 | -1.268 | 82.1 | 35.8367 | 12.7518 | -82.1793
1812 | 34.7361 | -2.2839 | 34.7361 | -2.2839 | 33.4618 | 1.606 | 33.5407 | -1.2723 | 82.2 | 35.8263 | 12.7414 | -82.1897
1813 | 34.7326 | -2.2873 | 34.7326 | -2.2873 | 33.4563 | 1.6005 | 33.5364 | -1.2766 | 82.3 | 35.8159 | 12.731 | -82.2001
1814 | 34.7291 | -2.2906 | 34.7291 | -2.2906 | 33.4507 | 1.5949 | 33.5321 | -1.2809 | 82.4 | 35.8055 | 12.7206 | -82.2105
1815 | 34.7256 | -2.2939 | 34.7256 | -2.2939 | 33.4451 | 1.5894 | 33.5277 | -1.2852 | 82.5 | 35.7951 | 12.7102 | -82.2209
1816 | 34.7221 | -2.2972 | 34.7221 | -2.2972 | 33.4395 | 1.5838 | 33.5234 | -1.2894 | 82.6 | 35.7847 | 12.6998 | -82.2313
1817 | 34.7186 | -2.3005 | 34.7186 | -2.3005 | 33.434 | 1.5783 | 33.5191 | -1.2937 | 82.7 | 35.7743 | 12.6895 | -82.2417
1818 | 34.7152 | -2.3038 | 34.7152 | -2.3038 | 33.4284 | 1.5728 | 33.5148 | -1.298 | 82.8 | 35.7639 | 12.6791 | -82.2521
1819 | 34.7117 | -2.3072 | 34.7117 | -2.3072 | 33.4228 | 1.5672 | 33.5104 | -1.3023 | 82.9 | 35.7536 | 12.6688 | -82.2624
1820 | 34.7083 | -2.3104 | 34.7083 | -2.3104 | 33.4172 | 1.5617 | 33.5061 | -1.3065 | 83 | 35.7432 | 12.6584 | -82.2728
1821 | 34.7048 | -2.3137 | 34.7048 | -2.3137 | 33.4117 | 1.5561 | 33.5018 | -1.3108 | 83.1 | 35.7329 | 12.6481 | -82.2831
1822 | 34.7014 | -2.317 | 34.7014 | -2.317 | 33.4061 | 1.5506 | 33.4975 | -1.3151 | 83.2 | 35.7226 | 12.6378 | -82.2934
1823 | 34.698 | -2.3203 | 34.698 | -2.3203 | 33.4005 | 1.5451 | 33.4931 | -1.3194 | 83.3 | 35.7123 | 12.6275 | -82.3037
1824 | 34.6945 | -2.3236 | 34.6945 | -2.3236 | 33.395 | 1.5395 | 33.4888 | -1.3237 | 83.4 | 35.702 | 12.6173 | -82.314
1825 | 34.6911 | -2.3268 | 34.6911 | -2.3268 | 33.3894 | 1.534 | 33.4845 | -1.3279 | 83.5 | 35.6917 | 12.607 | -82.3243
1826 | 34.6877 | -2.3301 | 34.6877 | -2.3301 | 33.3838 | 1.5285 | 33.4802 | -1.3322 | 83.6 | 35.6814 | 12.5967 | -82.3346
1827 | 34.6843 | -2.3333 | 34.6843 | -2.3333 | 33.3782 | 1.5229 | 33.4758 | -1.3365 | 83.7 | 35.6712 | 12.5865 | -82.3448
1828 | 34.6809 | -2.3366 | 34.6809 | -2.3366 | 33.3727 | 1.5174 | 33.4715 | -1.3408 | 83.8 | 35.6609 | 12.5763 | -82.3551
1829 | 34.6775 | -2.3398 | 34.6775 | -2.3398 | 33.3671 | 1.5118 | 33.4672 | -1.345 | 83.9 | 35.6507 | 12.5661 | -82.3653
1830 | 34.6741 | -2.3431 | 34.6741 | -2.3431 | 33.3615 | 1.5063 | 33.4629 | -1.3493 | 84 | 35.6405 | 12.5559 | -82.3755
1831 | 34.6707 | -2.3463 | 34.6707 | -2.3463 | 33.356 | 1.5008 | 33.4585 | -1.3536 | 84.1 | 35.6303 | 12.5457 | -82.3857
1832 | 34.6673 | -2.3495 | 34.6673 | -2.3495 | 33.3504 | 1.4952 | 33.4542 | -1.3579 | 84.2 | 35.6201 | 12.5355 | -82.3959
1833 | 34.6639 | -2.3528 | 34.6639 | -2.3528 | 33.3448 | 1.4897 | 33.4499 | -1.3621 | 84.3 | 35.6099 | 12.5253 | -82.4061
1834 | 34.6606 | -2.356 | 34.6606 | -2.356 | 33.3392 | 1.4841 | 33.4456 | -1.3664 | 84.4 | 35.5997 | 12.5152 | -82.4163
1835 | 34.6572 | -2.3592 | 34.6572 | -2.3592 | 33.3337 | 1.4786 | 33.4412 | -1.3707 | 84.5 | 35.5895 | 12.505 | -82.4265
1836 | 34.6538 | -2.3624 | 34.6538 | -2.3624 | 33.3281 | 1.4731 | 33.4369 | -1.375 | 84.6 | 35.5794 | 12.4949 | -82.4366
1837 | 34.6505 | -2.3656 | 34.6505 | -2.3656 | 33.3225 | 1.4675 | 33.4326 | -1.3793 | 84.7 | 35.5693 | 12.4848 | -82.4467
1838 | 34.6471 | -2.3688 | 34.6471 | -2.3688 | 33.317 | 1.462 | 33.4283 | -1.3835 | 84.8 | 35.5591 | 12.4747 | -82.4569
1839 | 34.6438 | -2.372 | 34.6438 | -2.372 | 33.3114 | 1.4565 | 33.4239 | -1.3878 | 84.9 | 35.549 | 12.4646 | -82.467
1840 | 34.6404 | -2.3751 | 34.6404 | -2.3751 | 33.3058 | 1.4509 | 33.4196 | -1.3921 | 85 | 35.5389 | 12.4545 | -82.4771
1841 | 34.6371 | -2.3783 | 34.6371 | -2.3783 | 33.3002 | 1.4454 | 33.4153 | -1.3964 | 85.1 | 35.5288 | 12.4444 | -82.4872
1842 | 34.6338 | -2.3815 | 34.6338 | -2.3815 | 33.2947 | 1.4398 | 33.411 | -1.4006 | 85.2 | 35.5187 | 12.4343 | -82.4973
1843 | 34.6305 | -2.3846 | 34.6305 | -2.3846 | 33.2891 | 1.4343 | 33.4066 | -1.4049 | 85.3 | 35.5087 | 12.4243 | -82.5073
1844 | 34.6271 | -2.3878 | 34.6271 | -2.3878 | 33.2835 | 1.4288 | 33.4023 | -1.4092 | 85.4 | 35.4986 | 12.4142 | -82.5174
1845 | 34.6238 | -2.391 | 34.6238 | -2.391 | 33.2779 | 1.4232 | 33.398 | -1.4135 | 85.5 | 35.4886 | 12.4042 | -82.5274
1846 | 34.6205 | -2.3941 | 34.6205 | -2.3941 | 33.2724 | 1.4177 | 33.3937 | -1.4178 | 85.6 | 35.4785 | 12.3942 | -82.5375
1847 | 34.6172 | -2.3973 | 34.6172 | -2.3973 | 33.2668 | 1.4121 | 33.3893 | -1.422 | 85.7 | 35.4685 | 12.3842 | -82.5475
1848 | 34.6139 | -2.4004 | 34.6139 | -2.4004 | 33.2612 | 1.4066 | 33.385 | -1.4263 | 85.8 | 35.4585 | 12.3742 | -82.5575
1849 | 34.6106 | -2.4035 | 34.6106 | -2.4035 | 33.2557 | 1.4011 | 33.3807 | -1.4306 | 85.9 | 35.4485 | 12.3642 | -82.5675
1850 | 34.6074 | -2.4067 | 34.6074 | -2.4067 | 33.2501 | 1.3955 | 33.3764 | -1.4349 | 86 | 35.4385 | 12.3543 | -82.5775
1851 | 34.6041 | -2.4098 | 34.6041 | -2.4098 | 33.2445 | 1.39 | 33.372 | -1.4391 | 86.1 | 35.4286 | 12.3443 | -82.5874
1852 | 34.6008 | -2.4129 | 34.6008 | -2.4129 | 33.2389 | 1.3844 | 33.3677 | -1.4434 | 86.2 | 35.4186 | 12.3343 | -82.5974
1853 | 34.5975 | -2.416 | 34.5975 | -2.416 | 33.2334 | 1.3789 | 33.3634 | -1.4477 | 86.3 | 35.4086 | 12.3244 | -82.6074
1854 | 34.5943 | -2.4191 | 34.5943 | -2.4191 | 33.2278 | 1.3734 | 33.3591 | -1.452 | 86.4 | 35.3987 | 12.3145 | -82.6173
1855 | 34.591 | -2.4222 | 34.591 | -2.4222 | 33.2222 | 1.3678 | 33.3547 | -1.4563 | 86.5 | 35.3888 | 12.3046 | -82.6272
1856 | 34.5877 | -2.4253 | 34.5877 | -2.4253 | 33.2167 | 1.3623 | 33.3504 | -1.4605 | 86.6 | 35.3788 | 12.2947 | -82.6372
1857 | 34.5845 | -2.4284 | 34.5845 | -2.4284 | 33.2111 | 1.3567 | 33.3461 | -1.4648 | 86.7 | 35.3689 | 12.2848 | -82.6471
1858 | 34.5813 | -2.4315 | 34.5813 | -2.4315 | 33.2055 | 1.3512 | 33.3418 | -1.4691 | 86.8 | 35.359 | 12.2749 | -82.657
1859 | 34.578 | -2.4346 | 34.578 | -2.4346 | 33.1999 | 1.3457 | 33.3374 | -1.4734 | 86.9 | 35.3492 | 12.265 | -82.6668
1860 | 34.5748 | -2.4376 | 34.5748 | -2.4376 | 33.1942 | 1.3399 | 33.3333 | -1.4774 | 87 | 35.3393 | 12.2552 | -82.6767
1861 | 34.5716 | -2.4407 | 34.5716 | -2.4407 | 33.1884 | 1.3342 | 33.3292 | -1.4815 | 87.1 | 35.3294 | 12.2453 | -82.6866
1862 | 34.5683 | -2.4438 | 34.5683 | -2.4438 | 33.1826 | 1.3284 | 33.3251 | -1.4856 | 87.2 | 35.3196 | 12.2355 | -82.6964
1863 | 34.5651 | -2.4468 | 34.5651 | -2.4468 | 33.1768 | 1.3226 | 33.3209 | -1.4897 | 87.3 | 35.3097 | 12.2257 | -82.7063
1864 | 34.5619 | -2.4499 | 34.5619 | -2.4499 | 33.1709 | 1.3169 | 33.3168 | -1.4938 | 87.4 | 35.2999 | 12.2159 | -82.7161
1865 | 34.5587 | -2.4529 | 34.5587 | -2.4529 | 33.1651 | 1.3111 | 33.3127 | -1.4978 | 87.5 | 35.2901 | 12.2061 | -82.7259
1866 | 34.5555 | -2.456 | 34.5555 | -2.456 | 33.1593 | 1.3053 | 33.3086 | -1.5019 | 87.6 | 35.2803 | 12.1963 | -82.7357
1867 | 34.5523 | -2.459 | 34.5523 | -2.459 | 33.1535 | 1.2995 | 33.3044 | -1.506 | 87.7 | 35.2705 | 12.1865 | -82.7455
1868 | 34.5491 | -2.4621 | 34.5491 | -2.4621 | 33.1477 | 1.2938 | 33.3003 | -1.5101 | 87.8 | 35.2607 | 12.1767 | -82.7553
1869 | 34.5459 | -2.4651 | 34.5459 | -2.4651 | 33.1419 | 1.288 | 33.2962 | -1.5142 | 87.9 | 35.2509 | 12.167 | -82.7651
1870 | 34.5427 | -2.4681 | 34.5427 | -2.4681 | 33.1361 | 1.2822 | 33.292 | -1.5183 | 88 | 35.2412 | 12.1572 | -82.7748
1871 | 34.5395 | -2.4711 | 34.5395 | -2.4711 | 33.1303 | 1.2765 | 33.2879 | -1.5223 | 88.1 | 35.2314 | 12.1475 | -82.7846
1872 | 34.5364 | -2.4742 | 34.5364 | -2.4742 | 33.1245 | 1.2707 | 33.2838 | -1.5264 | 88.2 | 35.2217 | 12.1378 | -82.7943
1873 | 34.5332 | -2.4772 | 34.5332 | -2.4772 | 33.1187 | 1.265 | 33.2797 | -1.5305 | 88.3 | 35.2119 | 12.1281 | -82.8041
1874 | 34.53 | -2.4802 | 34.53 | -2.4802 | 33.1129 | 1.2592 | 33.2755 | -1.5346 | 88.4 | 35.2022 | 12.1184 | -82.8138
1875 | 34.5269 | -2.4832 | 34.5269 | -2.4832 | 33.1071 | 1.2534 | 33.2714 | -1.5387 | 88.5 | 35.1925 | 12.1087 | -82.8235
1876 | 34.5237 | -2.4862 | 34.5237 | -2.4862 | 33.1013 | 1.2476 | 33.2673 | -1.5427 | 88.6 | 35.1828 | 12.099 | -82.8332
1877 | 34.5205 | -2.4892 | 34.5205 | -2.4892 | 33.0955 | 1.2419 | 33.2631 | -1.5468 | 88.7 | 35.1731 | 12.0893 | -82.8429
1878 | 34.5174 | -2.4921 | 34.5174 | -2.4921 | 33.0897 | 1.2361 | 33.259 | -1.5509 | 88.8 | 35.1634 | 12.0797 | -82.8526
1879 | 34.5143 | -2.4951 | 34.5143 | -2.4951 | 33.0839 | 1.2303 | 33.2549 | -1.555 | 88.9 | 35.1538 | 12.07 | -82.8622
1880 | 34.5111 | -2.4981 | 34.5111 | -2.4981 | 33.0781 | 1.2246 | 33.2508 | -1.5591 | 89 | 35.1441 | 12.0604 | -82.8719
1881 | 34.508 | -2.5011 | 34.508 | -2.5011 | 33.0723 | 1.2188 | 33.2466 | -1.5631 | 89.1 | 35.1345 | 12.0507 | -82.8815
1882 | 34.5049 | -2.504 | 34.5049 | -2.504 | 33.0665 | 1.213 | 33.2425 | -1.5672 | 89.2 | 35.1248 | 12.0411 | -82.8912
1883 | 34.5017 | -2.507 | 34.5017 | -2.507 | 33.0607 | 1.2073 | 33.2384 | -1.5713 | 89.3 | 35.1152 | 12.0315 | -82.9008
1884 | 34.4986 | -2.51 | 34.4986 | -2.51 | 33.0549 | 1.2015 | 33.2342 | -1.5754 | 89.4 | 35.1056 | 12.0219 | -82.9104
1885 | 34.4955 | -2.5129 | 34.4955 | -2.5129 | 33.0491 | 1.1957 | 33.2301 | -1.5795 | 89.5 | 35.096 | 12.0123 | -82.92
1886 | 34.4924 | -2.5159 | 34.4924 | -2.5159 | 33.0433 | 1.19 | 33.226 | -1.5835 | 89.6 | 35.0864 | 12.0028 | -82.9296
1887 | 34.4893 | -2.5188 | 34.4893 | -2.5188 | 33.0375 | 1.1842 | 33.2219 | -1.5876 | 89.7 | 35.0768 | 11.9932 | -82.9392
1888 | 34.4862 | -2.5218 | 34.4862 | -2.5218 | 33.0317 | 1.1784 | 33.2177 | -1.5917 | 89.8 | 35.0672 | 11.9836 | -82.9488
1889 | 34.4831 | -2.5247 | 34.4831 | -2.5247 | 33.0259 | 1.1727 | 33.2136 | -1.5958 | 89.9 | 35.0577 | 11.9741 | -82.9583
1890 | 34.48 | -2.5276 | 34.48 | -2.5276 | 33.0201 | 1.1669 | 33.2095 | -1.5998 | 90 | 35.0481 | 11.9646 | -82.9679
1891 | 34.4769 | -2.5306 | 34.4769 | -2.5306 | 33.0143 | 1.1611 | 33.2054 | -1.6039 | 90.1 | 35.0386 | 11.955 | -82.9774
1892 | 34.4738 | -2.5335 | 34.4738 | -2.5335 | 33.0085 | 1.1554 | 33.2012 | -1.608 | 90.2 | 35.0291 | 11.9455 | -82.9869
1893 | 34.4707 | -2.5364 | 34.4707 | -2.5364 | 33.0027 | 1.1496 | 33.1971 | -1.6121 | 90.3 | 35.0195 | 11.936 | -82.9965
1894 | 34.4676 | -2.5393 | 34.4676 | -2.5393 | 32.9969 | 1.1438 | 33.193 | -1.6162 | 90.4 | 35.01 | 11.9265 | -83.006
1895 | 34.4646 | -2.5422 | 34.4646 | -2.5422 | 32.9911 | 1.1381 | 33.1888 | -1.6202 | 90.5 | 35.0005 | 11.9171 | -83.0155
1896 | 34.4615 | -2.5452 | 34.4615 | -2.5452 | 32.9853 | 1.1323 | 33.1847 | -1.6243 | 90.6 | 34.991 | 11.9076 | -83.025
1897 | 34.4584 | -2.5481 | 34.4584 | -2.5481 | 32.9795 | 1.1265 | 33.1806 | -1.6284 | 90.7 | 34.9816 | 11.8981 | -83.0344
1898 | 34.4554 | -2.551 | 34.4554 | -2.551 | 32.9737 | 1.1208 | 33.1765 | -1.6325 | 90.8 | 34.9721 | 11.8887 | -83.0439
1899 | 34.4523 | -2.5539 | 34.4523 | -2.5539 | 32.9679 | 1.115 | 33.1723 | -1.6366 | 90.9 | 34.9626 | 11.8792 | -83.0534
1900 | 34.4493 | -2.5567 | 34.4493 | -2.5567 | 32.9621 | 1.1092 | 33.1682 | -1.6406 | 91 | 34.9532 | 11.8698 | -83.0628
1901 | 34.4462 | -2.5596 | 34.4462 | -2.5596 | 32.9563 | 1.1035 | 33.1641 | -1.6447 | 91.1 | 34.9438 | 11.8604 | -83.0722
1902 | 34.4432 | -2.5625 | 34.4432 | -2.5625 | 32.9505 | 1.0977 | 33.1599 | -1.6488 | 91.2 | 34.9343 | 11.851 | -83.0817
1903 | 34.4401 | -2.5654 | 34.4401 | -2.5654 | 32.9447 | 1.0919 | 33.1558 | -1.6529 | 91.3 | 34.9249 | 11.8416 | -83.0911
1904 | 34.4371 | -2.5683 | 34.4371 | -2.5683 | 32.9389 | 1.0862 | 33.1517 | -1.657 | 91.4 | 34.9155 | 11.8322 | -83.1005
1905 | 34.434 | -2.5712 | 34.434 | -2.5712 | 32.9331 | 1.0804 | 33.1476 | -1.661 | 91.5 | 34.9061 | 11.8228 | -83.1099
1906 | 34.431 | -2.574 | 34.431 | -2.574 | 32.9273 | 1.0746 | 33.1434 | -1.6651 | 91.6 | 34.8967 | 11.8135 | -83.1193
1907 | 34.428 | -2.5769 | 34.428 | -2.5769 | 32.9215 | 1.0689 | 33.1393 | -1.6692 | 91.7 | 34.8874 | 11.8041 | -83.1286
1908 | 34.425 | -2.5798 | 34.425 | -2.5798 | 32.9157 | 1.0631 | 33.1352 | -1.6733 | 91.8 | 34.878 | 11.7948 | -83.138
1909 | 34.4219 | -2.5826 | 34.4219 | -2.5826 | 32.9099 | 1.0573 | 33.1311 | -1.6774 | 91.9 | 34.8686 | 11.7854 | -83.1474
1910 | 34.4189 | -2.5855 | 34.4189 | -2.5855 | 32.9048 | 1.0523 | 33.1275 | -1.6808 | 92 | 34.8593 | 11.7761 | -83.1567
1911 | 34.4159 | -2.5883 | 34.4159 | -2.5883 | 32.8997 | 1.0473 | 33.124 | -1.6843 | 92.1 | 34.85 | 11.7668 | -83.166
1912 | 34.4129 | -2.5912 | 34.4129 | -2.5912 | 32.8947 | 1.0422 | 33.1205 | -1.6878 | 92.2 | 34.8406 | 11.7575 | -83.1754
1913 | 34.4099 | -2.594 | 34.4099 | -2.594 | 32.8896 | 1.0372 | 33.1169 | -1.6913 | 92.3 | 34.8313 | 11.7482 | -83.1847
1914 | 34.4069 | -2.5969 | 34.4069 | -2.5969 | 32.8846 | 1.0322 | 33.1134 | -1.6948 | 92.4 | 34.822 | 11.7389 | -83.194
1915 | 34.4039 | -2.5997 | 34.4039 | -2.5997 | 32.8795 | 1.0272 | 33.1099 | -1.6983 | 92.5 | 34.8127 | 11.7296 | -83.2033
1916 | 34.4009 | -2.6025 | 34.4009 | -2.6025 | 32.8745 | 1.0221 | 33.1063 | -1.7017 | 92.6 | 34.8034 | 11.7203 | -83.2126
1917 | 34.3979 | -2.6054 | 34.3979 | -2.6054 | 32.8694 | 1.0171 | 33.1028 | -1.7052 | 92.7 | 34.7941 | 11.7111 | -83.2219
1918 | 34.3949 | -2.6082 | 34.3949 | -2.6082 | 32.8644 | 1.0121 | 33.0993 | -1.7087 | 92.8 | 34.7849 | 11.7018 | -83.2311
1919 | 34.3919 | -2.611 | 34.3919 | -2.611 | 32.8593 | 1.0071 | 33.0957 | -1.7122 | 92.9 | 34.7756 | 11.6926 | -83.2404
1920 | 34.3889 | -2.6138 | 34.3889 | -2.6138 | 32.8543 | 1.0021 | 33.0922 | -1.7157 | 93 | 34.7664 | 11.6834 | -83.2496
1921 | 34.3859 | -2.6167 | 34.3859 | -2.6167 | 32.8492 | 0.99706 | 33.0887 | -1.7191 | 93.1 | 34.7571 | 11.6741 | -83.2589
1922 | 34.383 | -2.6195 | 34.383 | -2.6195 | 32.8442 | 0.99204 | 33.0852 | -1.7226 | 93.2 | 34.7479 | 11.6649 | -83.2681
1923 | 34.38 | -2.6223 | 34.38 | -2.6223 | 32.8391 | 0.98703 | 33.0816 | -1.7261 | 93.3 | 34.7387 | 11.6557 | -83.2773
1924 | 34.377 | -2.6251 | 34.377 | -2.6251 | 32.8341 | 0.98201 | 33.0781 | -1.7296 | 93.4 | 34.7295 | 11.6465 | -83.2865
1925 | 34.374 | -2.6279 | 34.374 | -2.6279 | 32.829 | 0.97699 | 33.0746 | -1.7331 | 93.5 | 34.7203 | 11.6374 | -83.2957
1926 | 34.3711 | -2.6307 | 34.3711 | -2.6307 | 32.8239 | 0.97197 | 33.071 | -1.7366 | 93.6 | 34.7111 | 11.6282 | -83.3049
1927 | 34.3681 | -2.6335 | 34.3681 | -2.6335 | 32.8189 | 0.96695 | 33.0675 | -1.74 | 93.7 | 34.7019 | 11.619 | -83.3141
1928 | 34.3651 | -2.6363 | 34.3651 | -2.6363 | 32.8138 | 0.96193 | 33.064 | -1.7435 | 93.8 | 34.6927 | 11.6099 | -83.3233
1929 | 34.3622 | -2.6391 | 34.3622 | -2.6391 | 32.8088 | 0.95691 | 33.0604 | -1.747 | 93.9 | 34.6836 | 11.6007 | -83.3324
1930 | 34.3592 | -2.6419 | 34.3592 | -2.6419 | 32.8037 | 0.9519 | 33.0569 | -1.7505 | 94 | 34.6744 | 11.5916 | -83.3416
1931 | 34.3563 | -2.6447 | 34.3563 | -2.6447 | 32.7987 | 0.94688 | 33.0534 | -1.754 | 94.1 | 34.6653 | 11.5825 | -83.3507
1932 | 34.3533 | -2.6475 | 34.3533 | -2.6475 | 32.7936 | 0.94186 | 33.0498 | -1.7574 | 94.2 | 34.6562 | 11.5734 | -83.3598
1933 | 34.3504 | -2.6503 | 34.3504 | -2.6503 | 32.7886 | 0.93684 | 33.0463 | -1.7609 | 94.3 | 34.647 | 11.5643 | -83.369
1934 | 34.3474 | -2.6531 | 34.3474 | -2.6531 | 32.7835 | 0.93182 | 33.0428 | -1.7644 | 94.4 | 34.6379 | 11.5552 | -83.3781
1935 | 34.3445 | -2.6558 | 34.3445 | -2.6558 | 32.7785 | 0.9268 | 33.0393 | -1.7679 | 94.5 | 34.6288 | 11.5461 | -83.3872
1936 | 34.3415 | -2.6586 | 34.3415 | -2.6586 | 32.7734 | 0.92178 | 33.0357 | -1.7714 | 94.6 | 34.6197 | 11.537 | -83.3963
1937 | 34.3386 | -2.6614 | 34.3386 | -2.6614 | 32.7684 | 0.91677 | 33.0322 | -1.7749 | 94.7 | 34.6107 | 11.528 | -83.4053
1938 | 34.3356 | -2.6642 | 34.3356 | -2.6642 | 32.7633 | 0.91175 | 33.0287 | -1.7783 | 94.8 | 34.6016 | 11.5189 | -83.4144
1939 | 34.3327 | -2.6669 | 34.3327 | -2.6669 | 32.7583 | 0.90673 | 33.0251 | -1.7818 | 94.9 | 34.5925 | 11.5099 | -83.4235
1940 | 34.3298 | -2.6697 | 34.3298 | -2.6697 | 32.7532 | 0.90171 | 33.0216 | -1.7853 | 95 | 34.5835 | 11.5008 | -83.4325
1941 | 34.3268 | -2.6725 | 34.3268 | -2.6725 | 32.7481 | 0.89669 | 33.0181 | -1.7888 | 95.1 | 34.5744 | 11.4918 | -83.4416
1942 | 34.3239 | -2.6753 | 34.3239 | -2.6753 | 32.7431 | 0.89167 | 33.0145 | -1.7923 | 95.2 | 34.5654 | 11.4828 | -83.4506
1943 | 34.321 | -2.678 | 34.321 | -2.678 | 32.738 | 0.88666 | 33.011 | -1.7957 | 95.3 | 34.5563 | 11.4738 | -83.4597
1944 | 34.318 | -2.6808 | 34.318 | -2.6808 | 32.733 | 0.88164 | 33.0075 | -1.7992 | 95.4 | 34.5473 | 11.4648 | -83.4687
1945 | 34.3151 | -2.6835 | 34.3151 | -2.6835 | 32.7279 | 0.87662 | 33.0039 | -1.8027 | 95.5 | 34.5383 | 11.4558 | -83.4777
1946 | 34.3122 | -2.6863 | 34.3122 | -2.6863 | 32.7229 | 0.8716 | 33.0004 | -1.8062 | 95.6 | 34.5293 | 11.4468 | -83.4867
1947 | 34.3093 | -2.6891 | 34.3093 | -2.6891 | 32.7178 | 0.86658 | 32.9969 | -1.8097 | 95.7 | 34.5203 | 11.4378 | -83.4957
1948 | 34.3063 | -2.6918 | 34.3063 | -2.6918 | 32.7128 | 0.86156 | 32.9934 | -1.8132 | 95.8 | 34.5114 | 11.4289 | -83.5046
1949 | 34.3034 | -2.6946 | 34.3034 | -2.6946 | 32.7077 | 0.85655 | 32.9898 | -1.8166 | 95.9 | 34.5024 | 11.4199 | -83.5136
1950 | 34.3005 | -2.6973 | 34.3005 | -2.6973 | 32.7027 | 0.85153 | 32.9863 | -1.8201 | 96 | 34.4934 | 11.411 | -83.5226
1951 | 34.2976 | -2.7001 | 34.2976 | -2.7001 | 32.6976 | 0.84651 | 32.9828 | -1.8236 | 96.1 | 34.4845 | 11.402 | -83.5315
1952 | 34.2947 | -2.7028 | 34.2947 | -2.7028 | 32.6926 | 0.84149 | 32.9792 | -1.8271 | 96.2 | 34.4755 | 11.3931 | -83.5405
1953 | 34.2918 | -2.7056 | 34.2918 | -2.7056 | 32.6875 | 0.83647 | 32.9757 | -1.8305 | 96.3 | 34.4666 | 11.3842 | -83.5494
1954 | 34.2888 | -2.7083 | 34.2888 | -2.7083 | 32.6825 | 0.83145 | 32.9722 | -1.834 | 96.4 | 34.4577 | 11.3753 | -83.5583
1955 | 34.2859 | -2.7111 | 34.2859 | -2.7111 | 32.6774 | 0.82644 | 32.9686 | -1.8375 | 96.5 | 34.4487 | 11.3664 | -83.5673
1956 | 34.283 | -2.7138 | 34.283 | -2.7138 | 32.6724 | 0.82142 | 32.9651 | -1.841 | 96.6 | 34.4398 | 11.3575 | -83.5762
1957 | 34.2801 | -2.7166 | 34.2801 | -2.7166 | 32.6673 | 0.8164 | 32.9616 | -1.8445 | 96.7 | 34.4309 | 11.3486 | -83.5851
1958 | 34.2772 | -2.7193 | 34.2772 | -2.7193 | 32.6622 | 0.81138 | 32.958 | -1.848 | 96.8 | 34.422 | 11.3398 | -83.594
1959 | 34.2743 | -2.7221 | 34.2743 | -2.7221 | 32.6572 | 0.80636 | 32.9545 | -1.8514 | 96.9 | 34.4132 | 11.3309 | -83.6028
1960 | 34.2714 | -2.7248 | 34.2714 | -2.7248 | 32.6529 | 0.80212 | 32.9506 | -1.8553 | 97 | 34.4043 | 11.322 | -83.6117
1961 | 34.2685 | -2.7275 | 34.2685 | -2.7275 | 32.6486 | 0.79789 | 32.9466 | -1.8592 | 97.1 | 34.3954 | 11.3132 | -83.6206
1962 | 34.2656 | -2.7303 | 34.2656 | -2.7303 | 32.6444 | 0.79366 | 32.9427 | -1.8631 | 97.2 | 34.3866 | 11.3044 | -83.6294
1963 | 34.2627 | -2.733 | 34.2627 | -2.733 | 32.6401 | 0.78944 | 32.9388 | -1.867 | 97.3 | 34.3777 | 11.2955 | -83.6383
1964 | 34.2598 | -2.7358 | 34.2598 | -2.7358 | 32.6359 | 0.78521 | 32.9348 | -1.8709 | 97.4 | 34.3689 | 11.2867 | -83.6471
1965 | 34.2569 | -2.7385 | 34.2569 | -2.7385 | 32.6316 | 0.78098 | 32.9309 | -1.8747 | 97.5 | 34.3601 | 11.2779 | -83.6559
1966 | 34.2539 | -2.7412 | 34.2539 | -2.7412 | 32.6273 | 0.77676 | 32.927 | -1.8786 | 97.6 | 34.3512 | 11.2691 | -83.6648
1967 | 34.251 | -2.744 | 34.251 | -2.744 | 32.6231 | 0.77253 | 32.923 | -1.8825 | 97.7 | 34.3424 | 11.2603 | -83.6736
1968 | 34.2481 | -2.7467 | 34.2481 | -2.7467 | 32.6188 | 0.76831 | 32.9191 | -1.8864 | 97.8 | 34.3336 | 11.2515 | -83.6824
1969 | 34.2452 | -2.7494 | 34.2452 | -2.7494 | 32.6146 | 0.76408 | 32.9152 | -1.8903 | 97.9 | 34.3248 | 11.2428 | -83.6912
1970 | 34.2423 | -2.7522 | 34.2423 | -2.7522 | 32.6103 | 0.75985 | 32.9112 | -1.8942 | 98 | 34.3161 | 11.234 | -83.6999
1971 | 34.2394 | -2.7549 | 34.2394 | -2.7549 | 32.606 | 0.75563 | 32.9073 | -1.8981 | 98.1 | 34.3073 | 11.2253 | -83.7087
1972 | 34.2365 | -2.7577 | 34.2365 | -2.7577 | 32.6018 | 0.7514 | 32.9034 | -1.9019 | 98.2 | 34.2985 | 11.2165 | -83.7175
1973 | 34.2336 | -2.7604 | 34.2336 | -2.7604 | 32.5975 | 0.74717 | 32.8994 | -1.9058 | 98.3 | 34.2898 | 11.2078 | -83.7262
1974 | 34.2307 | -2.7631 | 34.2307 | -2.7631 | 32.5932 | 0.74295 | 32.8955 | -1.9097 | 98.4 | 34.281 | 11.1991 | -83.735
1975 | 34.2278 | -2.7659 | 34.2278 | -2.7659 | 32.589 | 0.73872 | 32.8916 | -1.9136 | 98.5 | 34.2723 | 11.1903 | -83.7437
1976 | 34.2249 | -2.7686 | 34.2249 | -2.7686 | 32.5847 | 0.7345 | 32.8876 | -1.9175 | 98.6 | 34.2636 | 11.1816 | -83.7524
1977 | 34.222 | -2.7713 | 34.222 | -2.7713 | 32.5805 | 0.73027 | 32.8837 | -1.9213 | 98.7 | 34.2548 | 11.1729 | -83.7612
1978 | 34.2191 | -2.7741 | 34.2191 | -2.7741 | 32.5762 | 0.72604 | 32.8798 | -1.9252 | 98.8 | 34.2461 | 11.1642 | -83.7699
1979 | 34.2162 | -2.7768 | 34.2162 | -2.7768 | 32.5719 | 0.72182 | 32.8758 | -1.9291 | 98.9 | 34.2374 | 11.1555 | -83.7786
1980 | 34.2133 | -2.7796 | 34.2133 | -2.7796 | 32.5677 | 0.71759 | 32.8719 | -1.933 | 99 | 34.2287 | 11.1469 | -83.7873
1981 | 34.2104 | -2.7823 | 34.2104 | -2.7823 | 32.5634 | 0.71336 | 32.868 | -1.9369 | 99.1 | 34.22 | 11.1382 | -83.796
1982 | 34.2075 | -2.785 | 34.2075 | -2.785 | 32.5592 | 0.70914 | 32.864 | -1.9408 | 99.2 | 34.2114 | 11.1295 | -83.8046
1983 | 34.2046 | -2.7878 | 34.2046 | -2.7878 | 32.5549 | 0.70491 | 32.8601 | -1.9446 | 99.3 | 34.2027 | 11.1209 | -83.8133
1984 | 34.2017 | -2.7905 | 34.2017 | -2.7905 | 32.5506 | 0.70069 | 32.8562 | -1.9485 | 99.4 | 34.194 | 11.1123 | -83.822
1985 | 34.1988 | -2.7932 | 34.1988 | -2.7932 | 32.5464 | 0.69646 | 32.8522 | -1.9524 | 99.5 | 34.1854 | 11.1036 | -83.8306
1986 | 34.1959 | -2.796 | 34.1959 | -2.796 | 32.5421 | 0.69223 | 32.8483 | -1.9563 | 99.6 | 34.1767 | 11.095 | -83.8393
1987 | 34.193 | -2.7987 | 34.193 | -2.7987 | 32.5378 | 0.68801 | 32.8444 | -1.9602 | 99.7 | 34.1681 | 11.0864 | -83.8479
1988 | 34.19 | -2.8015 | 34.19 | -2.8015 | 32.5336 | 0.68378 | 32.8404 | -1.9641 | 99.8 | 34.1595 | 11.0778 | -83.8565
1989 | 34.1871 | -2.8042 | 34.1871 | -2.8042 | 32.5293 | 0.67955 | 32.8365 | -1.968 | 99.9 | 34.1509 | 11.0692 | -83.8651
1990 | 34.1842 | -2.807 | 34.1842 | -2.807 | 32.5251 | 0.67533 | 32.8326 | -1.9718 | 100 | 34.1422 | 11.0606 | -83.8738
1991 | 34.1813 | -2.8097 | 34.1813 | -2.8097 | 32.5208 | 0.6711 | 32.8286 | -1.9757 | 139.8 | 31.272 | 8.1998 | -86.744
1992 | 34.1784 | -2.8124 | 34.1784 | -2.8124 | 32.5165 | 0.66687 | 32.8247 | -1.9796 | 179.6 | 29.1486 | 6.0888 | -88.8674
1993 | 34.1755 | -2.8152 | 34.1755 | -2.8152 | 32.5123 | 0.66265 | 32.8208 | -1.9835 | 219.4 | 27.4748 | 4.4299 | -90.5412
1994 | 34.1726 | -2.8179 | 34.1726 | -2.8179 | 32.508 | 0.65842 | 32.8168 | -1.9874 | 259.2 | 26.1034 | 3.0757 | -91.9126
1995 | 34.1697 | -2.8207 | 34.1697 | -2.8207 | 32.5038 | 0.6542 | 32.8129 | -1.9913 | 299 | 24.9502 | 1.9419 | -93.0658
1996 | 34.1667 | -2.8234 | 34.1667 | -2.8234 | 32.4995 | 0.64997 | 32.809 | -1.9951 | 338.8 | 23.9627 | 0.97547 | -94.0533
1997 | 34.1638 | -2.8262 | 34.1638 | -2.8262 | 32.4952 | 0.64574 | 32.805 | -1.999 | 378.6 | 23.1056 | 0.14081 | -94.9104
1998 | 34.1609 | -2.8289 | 34.1609 | -2.8289 | 32.491 | 0.64152 | 32.8011 | -2.0029 | 418.4 | 22.3539 | -0.58732 | -95.6621
1999 | 34.158 | -2.8317 | 34.158 | -2.8317 | 32.4867 | 0.63729 | 32.7972 | -2.0068 | 458.2 | 21.6893 | -1.2275 | -96.3267
2000 | 34.1551 | -2.8344 | 34.1551 | -2.8344 | 32.4824 | 0.63306 | 32.7932 | -2.0107 | 498 | 21.0979 | -1.794 | -96.9181
2001 | 34.1521 | -2.8372 | 34.1521 | -2.8372 | 32.4782 | 0.62884 | 32.7893 | -2.0146 | 537.8 | 20.5687 | -2.298 | -97.4473
2002 | 34.1492 | -2.8399 | 34.1492 | -2.8399 | 32.4739 | 0.62461 | 32.7854 | -2.0184 | 577.6 | 20.0932 | -2.7483 | -97.9228
2003 | 34.1463 | -2.8427 | 34.1463 | -2.8427 | 32.4697 | 0.62039 | 32.7814 | -2.0223 | 617.4 | 19.6641 | -3.1522 | -98.3519
2004 | 34.1434 | -2.8455 | 34.1434 | -2.8455 | 32.4654 | 0.61616 | 32.7775 | -2.0262 | 657.2 | 19.2757 | -3.5157 | -98.7403
2005 | 34.1404 | -2.8482 | 34.1404 | -2.8482 | 32.4611 | 0.61193 | 32.7736 | -2.0301 | 697 | 18.9231 | -3.8439 | -99.0929
2006 | 34.1375 | -2.851 | 34.1375 | -2.851 | 32.4569 | 0.60771 | 32.7696 | -2.034 | 736.8 | 18.6021 | -4.141 | -99.4139
2007 | 34.1346 | -2.8537 | 34.1346 | -2.8537 | 32.4526 | 0.60348 | 32.7657 | -2.0379 | 776.6 | 18.3092 | -4.4106 | -99.7068
2008 | 34.1316 | -2.8565 | 34.1316 | -2.8565 | 32.4484 | 0.59925 | 32.7618 | -2.0417 | 816.4 | 18.0414 | -4.6559 | -99.9746
2009 | 34.1287 | -2.8593 | 34.1287 | -2.8593 | 32.4441 | 0.59503 | 32.7578 | -2.0456 | 856.2 | 17.7959 | -4.8795 | -100.22
2010 | 34.1258 | -2.862 | 34.1258 | -2.862 | 32.4407 | 0.59171 | 32.7537 | -2.0497 | 896 | 17.5705 | -5.0838 | -100.445
2011 | 34.1228 | -2.8648 | 34.1228 | -2.8648 | 32.4374 | 0.58838 | 32.7495 | -2.0538 | 935.8 | 17.3632 | -5.2708 | -100.653
2012 | 34.1199 | -2.8676 | 34.1199 | -2.8676 | 32.434 | 0.58506 | 32.7454 | -2.0579 | 975.6 | 17.1722 | -5.4424 | -100.844
2013 | 34.1169 | -2.8703 | 34.1169 | -2.8703 | 32.4307 | 0.58174 | 32.7413 | -2.062 | 1015.4 | 17.0082 | -5.5878 | -101.008
2014 | 34.114 | -2.8731 | 34.114 | -2.8731 | 32.4273 | 0.57841 | 32.7371 | -2.0661 | 1055.2 | 16.8514 | -5.7267 | -101.165
2015 | 34.1111 | -2.8759 | 34.1111 | -2.8759 | 32.4239 | 0.57509 | 32.733 | -2.0701 | 1095 | 16.7072 | -5.8538 | -101.309
2016 | 34.1081 | -2.8787 | 34.1081 | -2.8787 | 32.4206 | 0.57177 | 32.7289 | -2.0742 | 1134.8 | 16.5762 | -5.9685 | -101.44
2017 | 34.1052 | -2.8815 | 34.1052 | -2.8815 | 32.4172 | 0.56844 | 32.7247 | -2.0783 | 1174.6 | 16.4618 | -6.0673 | -101.554
2018 | 34.1022 | -2.8842 | 34.1022 | -2.8842 | 32.4139 | 0.56512 | 32.7206 | -2.0824 | 1214.4 | 16.3662 | -6.1481 | -101.65
2019 | 34.0993 | -2.887 | 34.0993 | -2.887 | 32.4105 | 0.5618 | 32.7165 | -2.0865 | 1254.2 | 16.2884 | -6.2118 | -101.728
2020 | 34.0963 | -2.8898 | 34.0963 | -2.8898 | 32.4071 | 0.55847 | 32.7123 | -2.0906 | 1294 | 16.2199 | -6.2669 | -101.796
2021 | 34.0934 | -2.8926 | 34.0934 | -2.8926 | 32.4038 | 0.55515 | 32.7082 | -2.0947 | 1333.8 | 16.1511 | -6.3228 | -101.865
2022 | 34.0904 | -2.8954 | 34.0904 | -2.8954 | 32.4004 | 0.55183 | 32.704 | -2.0987 | 1373.6 | 16.0771 | -6.3846 | -101.939
2023 | 34.0874 | -2.8982 | 34.0874 | -2.8982 | 32.3971 | 0.5485 | 32.6999 | -2.1028 | 1413.4 | 15.9955 | -6.4546 | -102.021
2024 | 34.0845 | -2.901 | 34.0845 | -2.901 | 32.3937 | 0.54518 | 32.6958 | -2.1069 | 1453.2 | 15.9056 | -6.5334 | -102.11
2025 | 34.0815 | -2.9038 | 34.0815 | -2.9038 | 32.3903 | 0.54186 | 32.6916 | -2.111 | 1493 | 15.8061 | -6.6224 | -102.21
2026 | 34.0785 | -2.9065 | 34.0785 | -2.9065 | 32.387 | 0.53853 | 32.6875 | -2.1151 | 1532.8 | 15.7024 | -6.7161 | -102.314
2027 | 34.0756 | -2.9093 | 34.0756 | -2.9093 | 32.3836 | 0.53521 | 32.6834 | -2.1192 | 1572.6 | 15.6035 | -6.8054 | -102.413
2028 | 34.0726 | -2.9121 | 34.0726 | -2.9121 | 32.3803 | 0.53189 | 32.6792 | -2.1233 | 1612.4 | 15.5147 | -6.8852 | -102.501
2029 | 34.0696 | -2.915 | 34.0696 | -2.915 | 32.3769 | 0.52856 | 32.6751 | -2.1273 | 1652.2 | 15.4304 | -6.9607 | -102.586
2030 | 34.0667 | -2.9178 | 34.0667 | -2.9178 | 32.3735 | 0.52524 | 32.6709 | -2.1314 | 1692 | 15.3438 | -7.0391 | -102.672
2031 | 34.0637 | -2.9206 | 34.0637 | -2.9206 | 32.3702 | 0.52192 | 32.6668 | -2.1355 | 1731.8 | 15.2506 | -7.1244 | -102.765
2032 | 34.0607 | -2.9234 | 34.0607 | -2.9234 | 32.3668 | 0.51859 | 32.6627 | -2.1396 | 1771.6 | 15.1507 | -7.2168 | -102.865
2033 | 34.0577 | -2.9262 | 34.0577 | -2.9262 | 32.3635 | 0.51527 | 32.6585 | -2.1437 | 1811.4 | 15.0468 | -7.3135 | -102.969
2034 | 34.0547 | -2.929 | 34.0547 | -2.929 | 32.3601 | 0.51195 | 32.6544 | -2.1478 | 1851.2 | 14.943 | -7.4104 | -103.073
2035 | 34.0517 | -2.9318 | 34.0517 | -2.9318 | 32.3567 | 0.50862 | 32.6503 | -2.1519 | 1891 | 14.8415 | -7.5054 | -103.174
2036 | 34.0488 | -2.9346 | 34.0488 | -2.9346 | 32.3534 | 0.5053 | 32.6461 | -2.1559 | 1930.8 | 14.7433 | -7.5974 | -103.273
2037 | 34.0458 | -2.9375 | 34.0458 | -2.9375 | 32.35 | 0.50198 | 32.642 | -2.16 | 1970.6 | 14.6489 | -7.6858 | -103.367
2038 | 34.0428 | -2.9403 | 34.0428 | -2.9403 | 32.3467 | 0.49865 | 32.6379 | -2.1641 | 2010.4 | 14.5584 | -7.7706 | -103.458
2039 | 34.0398 | -2.9431 | 34.0398 | -2.9431 | 32.3433 | 0.49533 | 32.6337 | -2.1682 | 2050.2 | 14.4703 | -7.8532 | -103.546
2040 | 34.0368 | -2.9459 | 34.0368 | -2.9459 | 32.3399 | 0.49201 | 32.6296 | -2.1723 | 2090 | 14.3864 | -7.932 | -103.63
2041 | 34.0338 | -2.9488 | 34.0338 | -2.9488 | 32.3366 | 0.48868 | 32.6254 | -2.1764 | 2129.8 | 14.3092 | -8.0042 | -103.707
2042 | 34.0308 | -2.9516 | 34.0308 | -2.9516 | 32.3332 | 0.48536 | 32.6213 | -2.1805 | 2169.6 | 14.2415 | -8.0671 | -103.774
2043 | 34.0278 | -2.9544 | 34.0278 | -2.9544 | 32.3299 | 0.48204 | 32.6172 | -2.1846 | 2209.4 | 14.1847 | -8.1193 | -103.831
2044 | 34.0248 | -2.9573 | 34.0248 | -2.9573 | 32.3265 | 0.47871 | 32.613 | -2.1886 | 2249.2 | 14.1348 | -8.1649 | -103.881
2045 | 34.0217 | -2.9601 | 34.0217 | -2.9601 | 32.3232 | 0.47539 | 32.6089 | -2.1927 | 2289 | 14.0881 | -8.2074 | -103.928
2046 | 34.0187 | -2.9629 | 34.0187 | -2.9629 | 32.3198 | 0.47207 | 32.6048 | -2.1968 | 2328.8 | 14.0422 | -8.2492 | -103.974
2047 | 34.0157 | -2.9658 | 34.0157 | -2.9658 | 32.3164 | 0.46874 | 32.6006 | -2.2009 | 2368.6 | 13.9966 | -8.2909 | -104.019
2048 | 34.0127 | -2.9686 | 34.0127 | -2.9686 | 32.3131 | 0.46542 | 32.5965 | -2.205 | 2408.4 | 13.9519 | -8.332 | -104.064
2049 | 34.0097 | -2.9715 | 34.0097 | -2.9715 | 32.3097 | 0.4621 | 32.5923 | -2.2091 | 2448.2 | 13.9051 | -8.3751 | -104.111
2050 | 34.0066 | -2.9743 | 34.0066 | -2.9743 | 32.3064 | 0.45877 | 32.5882 | -2.2132 | 2488 | 13.8569 | -8.4199 | -104.159
2051 | 34.0036 | -2.9772 | 34.0036 | -2.9772 | 32.303 | 0.45545 | 32.5841 | -2.2172 | 2527.8 | 13.8106 | -8.463 | -104.205
2052 | 34.0006 | -2.9801 | 34.0006 | -2.9801 | 32.2996 | 0.45213 | 32.5799 | -2.2213 | 2567.6 | 13.7675 | -8.5029 | -104.249
2053 | 33.9976 | -2.9829 | 33.9976 | -2.9829 | 32.2963 | 0.44881 | 32.5758 | -2.2254 | 2607.4 | 13.7269 | -8.5404 | -104.289
2054 | 33.9945 | -2.9858 | 33.9945 | -2.9858 | 32.2929 | 0.44548 | 32.5717 | -2.2295 | 2647.2 | 13.6881 | -8.5763 | -104.328
2055 | 33.9915 | -2.9886 | 33.9915 | -2.9886 | 32.2896 | 0.44216 | 32.5675 | -2.2336 | 2687 | 13.6521 | -8.6095 | -104.364
2056 | 33.9884 | -2.9915 | 33.9884 | -2.9915 | 32.2862 | 0.43883 | 32.5634 | -2.2377 | 2726.8 | 13.619 | -8.6398 | -104.397
2057 | 33.9854 | -2.9944 | 33.9854 | -2.9944 | 32.2828 | 0.43551 | 32.5593 | -2.2418 | 2766.6 | 13.5894 | -8.6669 | -104.427
2058 | 33.9824 | -2.9973 | 33.9824 | -2.9973 | 32.2795 | 0.43219 | 32.5551 | -2.2458 | 2806.4 | 13.5638 | -8.69 | -104.452
2059 | 33.9793 | -3.0001 | 33.9793 | -3.0001 | 32.2761 | 0.42888 | 32.551 | -2.2499 | 2846.2 | 13.5414 | -8.7099 | -104.475
2060 | 33.9763 | -3.003 | 33.9763 | -3.003 | 32.2733 | 0.42608 | 32.5468 | -2.254 | 2886 | 13.5212 | -8.7278 | -104.495
2061 | 33.9732 | -3.0059 | 33.9732 | -3.0059 | 32.2705 | 0.42329 | 32.5427 | -2.2581 | 2925.8 | 13.503 | -8.7437 | -104.513
2062 | 33.9701 | -3.0088 | 33.9701 | -3.0088 | 32.2676 | 0.42049 | 32.5386 | -2.2622 | 2965.6 | 13.4864 | -8.7581 | -104.53
2063 | 33.9671 | -3.0117 | 33.9671 | -3.0117 | 32.2648 | 0.41769 | 32.5344 | -2.2663 | 3005.4 | 13.4704 | -8.772 | -104.546
2064 | 33.964 | -3.0146 | 33.964 | -3.0146 | 32.262 | 0.4149 | 32.5303 | -2.2704 | 3045.2 | 13.4543 | -8.7861 | -104.562
2065 | 33.961 | -3.0175 | 33.961 | -3.0175 | 32.2591 | 0.4121 | 32.5261 | -2.2744 | 3085 | 13.4371 | -8.8013 | -104.579
2066 | 33.9579 | -3.0203 | 33.9579 | -3.0203 | 32.2563 | 0.40931 | 32.522 | -2.2785 | 3124.8 | 13.4177 | -8.8188 | -104.598
2067 | 33.9548 | -3.0232 | 33.9548 | -3.0232 | 32.2535 | 0.40651 | 32.5179 | -2.2826 | 3164.6 | 13.3951 | -8.8395 | -104.621
2068 | 33.9517 | -3.0261 | 33.9517 | -3.0261 | 32.2506 | 0.40371 | 32.5137 | -2.2867 | 3204.4 | 13.3698 | -8.8631 | -104.646
2069 | 33.9487 | -3.0291 | 33.9487 | -3.0291 | 32.2478 | 0.40092 | 32.5096 | -2.2908 | 3244.2 | 13.3427 | -8.8885 | -104.673
2070 | 33.9456 | -3.032 | 33.9456 | -3.032 | 32.245 | 0.39812 | 32.5054 | -2.2949 | 3284 | 13.3143 | -8.9153 | -104.702
2071 | 33.9425 | -3.0349 | 33.9425 | -3.0349 | 32.2421 | 0.39533 | 32.5013 | -2.299 | 3323.8 | 13.2847 | -8.9432 | -104.731
2072 | 33.9394 | -3.0378 | 33.9394 | -3.0378 | 32.2393 | 0.39253 | 32.4972 | -2.3031 | 3363.6 | 13.2545 | -8.9718 | -104.761
2073 | 33.9363 | -3.0407 | 33.9363 | -3.0407 | 32.2365 | 0.38973 | 32.493 | -2.3072 | 3403.4 | 13.2246 | -9.0003 | -104.791
2074 | 33.9332 | -3.0436 | 33.9332 | -3.0436 | 32.2336 | 0.38694 | 32.4889 | -2.3112 | 3443.2 | 13.1942 | -9.0291 | -104.822
2075 | 33.9301 | -3.0465 | 33.9301 | -3.0465 | 32.2308 | 0.38414 | 32.4847 | -2.3153 | 3483 | 13.1627 | -9.0593 | -104.853
2076 | 33.927 | -3.0495 | 33.927 | -3.0495 | 32.228 | 0.38135 | 32.4806 | -2.3194 | 3522.8 | 13.1305 | -9.0901 | -104.886
2077 | 33.9239 | -3.0524 | 33.9239 | -3.0524 | 32.2251 | 0.37855 | 32.4765 | -2.3235 | 3562.6 | 13.0981 | -9.1211 | -104.918
2078 | 33.9208 | -3.0553 | 33.9208 | -3.0553 | 32.2223 | 0.37576 | 32.4723 | -2.3276 | 3602.4 | 13.0648 | -9.1532 | -104.951
2079 | 33.9177 | -3.0582 | 33.9177 | -3.0582 | 32.2195 | 0.37296 | 32.4682 | -2.3317 | 3642.2 | 13.031 | -9.1858 | -104.985
2080 | 33.9146 | -3.0612 | 33.9146 | -3.0612 | 32.2166 | 0.37016 | 32.464 | -2.3358 | 3682 | 12.9967 | -9.2188 | -105.019
2081 | 33.9115 | -3.0641 | 33.9115 | -3.0641 | 32.2138 | 0.36737 | 32.4599 | -2.3399 | 3721.8 | 12.9625 | -9.2519 | -105.054
2082 | 33.9084 | -3.0671 | 33.9084 | -3.0671 | 32.211 | 0.36457 | 32.4558 | -2.3439 | 3761.6 | 12.9289 | -9.2843 | -105.087
2083 | 33.9053 | -3.07 | 33.9053 | -3.07 | 32.2081 | 0.36178 | 32.4516 | -2.348 | 3801.4 | 12.8972 | -9.3149 | -105.119
2084 | 33.9022 | -3.073 | 33.9022 | -3.073 | 32.2053 | 0.35898 | 32.4475 | -2.3521 | 3841.2 | 12.8663 | -9.3447 | -105.15
2085 | 33.899 | -3.0759 | 33.899 | -3.0759 | 32.2025 | 0.35618 | 32.4433 | -2.3562 | 3881 | 12.8351 | -9.3749 | -105.181
2086 | 33.8959 | -3.0789 | 33.8959 | -3.0789 | 32.1997 | 0.35339 | 32.4392 | -2.3603 | 3920.8 | 12.8031 | -9.4058 | -105.213
2087 | 33.8928 | -3.0818 | 33.8928 | -3.0818 | 32.1968 | 0.35059 | 32.4351 | -2.3644 | 3960.6 | 12.7705 | -9.4375 | -105.246
2088 | 33.8896 | -3.0848 | 33.8896 | -3.0848 | 32.194 | 0.3478 | 32.4309 | -2.3685 | 4000.4 | 12.7358 | -9.4711 | -105.28
2089 | 33.8865 | -3.0877 | 33.8865 | -3.0877 | 32.1912 | 0.345 | 32.4268 | -2.3725 | 4040.2 | 12.6995 | -9.5065 | -105.316
2090 | 33.8834 | -3.0907 | 33.8834 | -3.0907 | 32.1883 | 0.3422 | 32.4226 | -2.3766 | 4080 | 12.6612 | -9.5439 | -105.355
2091 | 33.8802 | -3.0937 | 33.8802 | -3.0937 | 32.1855 | 0.33941 | 32.4185 | -2.3807 | 4119.8 | 12.6207 | -9.5835 | -105.395
2092 | 33.8771 | -3.0966 | 33.8771 | -3.0966 | 32.1827 | 0.33661 | 32.4144 | -2.3848 | 4159.6 | 12.5779 | -9.6254 | -105.438
2093 | 33.8739 | -3.0996 | 33.8739 | -3.0996 | 32.1798 | 0.33381 | 32.4102 | -2.3889 | 4199.4 | 12.5342 | -9.6683 | -105.482
2094 | 33.8708 | -3.1026 | 33.8708 | -3.1026 | 32.177 | 0.33102 | 32.4061 | -2.393 | 4239.2 | 12.489 | -9.7127 | -105.527
2095 | 33.8676 | -3.1056 | 33.8676 | -3.1056 | 32.1742 | 0.32822 | 32.4019 | -2.3971 | 4279 | 12.444 | -9.7569 | -105.572
2096 | 33.8645 | -3.1086 | 33.8645 | -3.1086 | 32.1713 | 0.32543 | 32.3978 | -2.4012 | 4318.8 | 12.4007 | -9.7994 | -105.615
2097 | 33.8613 | -3.1115 | 33.8613 | -3.1115 | 32.1685 | 0.32263 | 32.3937 | -2.4053 | 4358.6 | 12.3603 | -9.839 | -105.656
2098 | 33.8581 | -3.1145 | 33.8581 | -3.1145 | 32.1657 | 0.31983 | 32.3895 | -2.4093 | 4398.4 | 12.3224 | -9.8762 | -105.694
2099 | 33.855 | -3.1175 | 33.855 | -3.1175 | 32.1628 | 0.31704 | 32.3854 | -2.4134 | 4438.2 | 12.2873 | -9.9105 | -105.729
2100 | 33.8518 | -3.1205 | 33.8518 | -3.1205 | 32.16 | 0.31424 | 32.3813 | -2.4175 | 4478 | 12.2548 | -9.9424 | -105.761
2101 | 33.8486 | -3.1235 | 33.8486 | -3.1235 | 32.1572 | 0.31145 | 32.3771 | -2.4216 | 4517.8 | 12.2238 | -9.9727 | -105.792
2102 | 33.8454 | -3.1265 | 33.8454 | -3.1265 | 32.1543 | 0.30865 | 32.373 | -2.4257 | 4557.6 | 12.1938 | -10.002 | -105.822
2103 | 33.8423 | -3.1295 | 33.8423 | -3.1295 | 32.1515 | 0.30585 | 32.3688 | -2.4298 | 4597.4 | 12.1657 | -10.0295 | -105.85
2104 | 33.8391 | -3.1325 | 33.8391 | -3.1325 | 32.1487 | 0.30306 | 32.3647 | -2.4339 | 4637.2 | 12.1384 | -10.0561 | -105.878
2105 | 33.8359 | -3.1356 | 33.8359 | -3.1356 | 32.1458 | 0.30026 | 32.3606 | -2.4379 | 4677 | 12.1119 | -10.0821 | -105.904
2106 | 33.8327 | -3.1386 | 33.8327 | -3.1386 | 32.143 | 0.29747 | 32.3564 | -2.442 | 4716.8 | 12.0859 | -10.1074 | -105.93
2107 | 33.8295 | -3.1416 | 33.8295 | -3.1416 | 32.1402 | 0.29467 | 32.3523 | -2.4461 | 4756.6 | 12.0607 | -10.132 | -105.955
2108 | 33.8263 | -3.1446 | 33.8263 | -3.1446 | 32.1373 | 0.29187 | 32.3481 | -2.4502 | 4796.4 | 12.0366 | -10.1555 | -105.979
2109 | 33.8231 | -3.1476 | 33.8231 | -3.1476 | 32.1345 | 0.28911 | 32.344 | -2.4543 | 4836.2 | 12.0145 | -10.1771 | -106.002
2110 | 33.8199 | -3.1507 | 33.8199 | -3.1507 | 32.1324 | 0.28701 | 32.34 | -2.4582 | 4876 | 11.9942 | -10.1968 | -106.022
2111 | 33.8167 | -3.1537 | 33.8167 | -3.1537 | 32.1302 | 0.2849 | 32.3361 | -2.4621 | 4915.8 | 11.9758 | -10.2147 | -106.04
2112 | 33.8135 | -3.1567 | 33.8135 | -3.1567 | 32.1281 | 0.28279 | 32.3322 | -2.466 | 4955.6 | 11.9597 | -10.2303 | -106.056
2113 | 33.8103 | -3.1598 | 33.8103 | -3.1598 | 32.126 | 0.28069 | 32.3282 | -2.4699 | 4995.4 | 11.9464 | -10.2431 | -106.07
2114 | 33.807 | -3.1628 | 33.807 | -3.1628 | 32.1238 | 0.27858 | 32.3243 | -2.4737 | 5035.2 | 11.9348 | -10.2541 | -106.081
2115 | 33.8038 | -3.1659 | 33.8038 | -3.1659 | 32.1217 | 0.27647 | 32.3203 | -2.4776 | 5075 | 11.9256 | -10.2628 | -106.09
2116 | 33.8006 | -3.1689 | 33.8006 | -3.1689 | 32.1195 | 0.27437 | 32.3164 | -2.4815 | 5114.8 | 11.9187 | -10.2693 | -106.097
2117 | 33.7974 | -3.172 | 33.7974 | -3.172 | 32.1174 | 0.27226 | 32.3125 | -2.4854 | 5154.6 | 11.9133 | -10.2742 | -106.103
2118 | 33.7941 | -3.175 | 33.7941 | -3.175 | 32.1152 | 0.27015 | 32.3085 | -2.4893 | 5194.4 | 11.9101 | -10.277 | -106.106
2119 | 33.7909 | -3.1781 | 33.7909 | -3.1781 | 32.1131 | 0.26805 | 32.3046 | -2.4932 | 5234.2 | 11.909 | -10.2776 | -106.107
2120 | 33.7877 | -3.1811 | 33.7877 | -3.1811 | 32.1109 | 0.26594 | 32.3006 | -2.4971 | 5274 | 11.9099 | -10.2762 | -106.106
2121 | 33.7844 | -3.1842 | 33.7844 | -3.1842 | 32.1088 | 0.26383 | 32.2967 | -2.501 | 5313.8 | 11.9136 | -10.2721 | -106.102
2122 | 33.7812 | -3.1873 | 33.7812 | -3.1873 | 32.1067 | 0.26172 | 32.2927 | -2.5049 | 5353.6 | 11.9193 | -10.266 | -106.097
2123 | 33.7779 | -3.1903 | 33.7779 | -3.1903 | 32.1045 | 0.25962 | 32.2888 | -2.5088 | 5393.4 | 11.9277 | -10.2572 | -106.088
2124 | 33.7747 | -3.1934 | 33.7747 | -3.1934 | 32.1024 | 0.25751 | 32.2849 | -2.5126 | 5433.2 | 11.9384 | -10.2461 | -106.078
2125 | 33.7714 | -3.1965 | 33.7714 | -3.1965 | 32.1002 | 0.2554 | 32.2809 | -2.5165 | 5473 | 11.9511 | -10.233 | -106.065
2126 | 33.7682 | -3.1996 | 33.7682 | -3.1996 | 32.0981 | 0.2533 | 32.277 | -2.5204 | 5512.8 | 11.9658 | -10.2179 | -106.05
2127 | 33.7649 | -3.2027 | 33.7649 | -3.2027 | 32.0959 | 0.25119 | 32.273 | -2.5243 | 5552.6 | 11.982 | -10.2013 | -106.034
2128 | 33.7616 | -3.2057 | 33.7616 | -3.2057 | 32.0938 | 0.24909 | 32.2691 | -2.5282 | 5592.4 | 11.9997 | -10.1833 | -106.016
2129 | 33.7584 | -3.2088 | 33.7584 | -3.2088 | 32.0917 | 0.24698 | 32.2651 | -2.5321 | 5632.2 | 12.0185 | -10.1641 | -105.998
2130 | 33.7551 | -3.2119 | 33.7551 | -3.2119 | 32.0895 | 0.24487 | 32.2612 | -2.536 | 5672 | 12.0381 | -10.1441 | -105.978
2131 | 33.7518 | -3.215 | 33.7518 | -3.215 | 32.0874 | 0.24277 | 32.2573 | -2.5399 | 5711.8 | 12.0583 | -10.1236 | -105.958
2132 | 33.7485 | -3.2181 | 33.7485 | -3.2181 | 32.0852 | 0.24066 | 32.2533 | -2.5438 | 5751.6 | 12.0788 | -10.1027 | -105.937
2133 | 33.7453 | -3.2212 | 33.7453 | -3.2212 | 32.0831 | 0.23855 | 32.2494 | -2.5477 | 5791.4 | 12.0994 | -10.0818 | -105.917
2134 | 33.742 | -3.2243 | 33.742 | -3.2243 | 32.0809 | 0.23644 | 32.2454 | -2.5516 | 5831.2 | 12.1207 | -10.0601 | -105.895
2135 | 33.7387 | -3.2275 | 33.7387 | -3.2275 | 32.0788 | 0.23434 | 32.2415 | -2.5554 | 5871 | 12.1431 | -10.0374 | -105.873
2136 | 33.7354 | -3.2306 | 33.7354 | -3.2306 | 32.0766 | 0.23223 | 32.2375 | -2.5593 | 5910.8 | 12.1666 | -10.0137 | -105.849
2137 | 33.7321 | -3.2337 | 33.7321 | -3.2337 | 32.0745 | 0.23012 | 32.2336 | -2.5632 | 5950.6 | 12.1907 | -9.9892 | -105.825
2138 | 33.7288 | -3.2368 | 33.7288 | -3.2368 | 32.0724 | 0.22802 | 32.2297 | -2.5671 | 5990.4 | 12.2169 | -9.9627 | -105.799
2139 | 33.7255 | -3.2399 | 33.7255 | -3.2399 | 32.0702 | 0.22591 | 32.2257 | -2.571 | 6030.2 | 12.2452 | -9.9341 | -105.771
2140 | 33.7222 | -3.2431 | 33.7222 | -3.2431 | 32.0681 | 0.2238 | 32.2218 | -2.5749 | 6070 | 12.2755 | -9.9035 | -105.74
2141 | 33.7189 | -3.2462 | 33.7189 | -3.2462 | 32.0659 | 0.2217 | 32.2178 | -2.5788 | 6109.8 | 12.3075 | -9.8712 | -105.708
2142 | 33.7156 | -3.2493 | 33.7156 | -3.2493 | 32.0638 | 0.21959 | 32.2139 | -2.5827 | 6149.6 | 12.3405 | -9.8379 | -105.675
2143 | 33.7123 | -3.2525 | 33.7123 | -3.2525 | 32.0616 | 0.21748 | 32.2099 | -2.5865 | 6189.4 | 12.3733 | -9.8049 | -105.643
2144 | 33.7089 | -3.2556 | 33.7089 | -3.2556 | 32.0595 | 0.21538 | 32.206 | -2.5904 | 6229.2 | 12.4057 | -9.7722 | -105.61
2145 | 33.7056 | -3.2588 | 33.7056 | -3.2588 | 32.0573 | 0.21327 | 32.2021 | -2.5943 | 6269 | 12.4367 | -9.7409 | -105.579
2146 | 33.7023 | -3.2619 | 33.7023 | -3.2619 | 32.0552 | 0.21116 | 32.1981 | -2.5982 | 6308.8 | 12.4652 | -9.7122 | -105.551
2147 | 33.699 | -3.2651 | 33.699 | -3.2651 | 32.0531 | 0.20906 | 32.1942 | -2.6021 | 6348.6 | 12.4908 | -9.6863 | -105.525
2148 | 33.6956 | -3.2682 | 33.6956 | -3.2682 | 32.0509 | 0.20695 | 32.1902 | -2.606 | 6388.4 | 12.5146 | -9.6623 | -105.501
2149 | 33.6923 | -3.2714 | 33.6923 | -3.2714 | 32.0488 | 0.20484 | 32.1863 | -2.6099 | 6428.2 | 12.5361 | -9.6405 | -105.48
2150 | 33.6889 | -3.2745 | 33.6889 | -3.2745 | 32.0466 | 0.20274 | 32.1823 | -2.6138 | 6468 | 12.5554 | -9.621 | -105.461
2151 | 33.6856 | -3.2777 | 33.6856 | -3.2777 | 32.0445 | 0.20063 | 32.1784 | -2.6177 | 6507.8 | 12.5725 | -9.6036 | -105.443
2152 | 33.6823 | -3.2809 | 33.6823 | -3.2809 | 32.0423 | 0.19852 | 32.1745 | -2.6216 | 6547.6 | 12.588 | -9.5879 | -105.428
2153 | 33.6789 | -3.284 | 33.6789 | -3.284 | 32.0402 | 0.19642 | 32.1705 | -2.6254 | 6587.4 | 12.6025 | -9.5731 | -105.413
2154 | 33.6756 | -3.2872 | 33.6756 | -3.2872 | 32.038 | 0.19431 | 32.1666 | -2.6293 | 6627.2 | 12.616 | -9.5594 | -105.4
2155 | 33.6722 | -3.2904 | 33.6722 | -3.2904 | 32.0359 | 0.1922 | 32.1626 | -2.6332 | 6667 | 12.6278 | -9.5474 | -105.388
2156 | 33.6688 | -3.2936 | 33.6688 | -3.2936 | 32.0338 | 0.19009 | 32.1587 | -2.6371 | 6706.8 | 12.6374 | -9.5376 | -105.379
2157 | 33.6655 | -3.2968 | 33.6655 | -3.2968 | 32.0316 | 0.18799 | 32.1547 | -2.641 | 6746.6 | 12.6445 | -9.5303 | -105.371
2158 | 33.6621 | -3.2999 | 33.6621 | -3.2999 | 32.0295 | 0.18588 | 32.1508 | -2.6449 | 6786.4 | 12.6483 | -9.5263 | -105.368
2159 | 33.6587 | -3.3031 | 33.6587 | -3.3031 | 32.0273 | 0.18374 | 32.1469 | -2.6488 | 6826.2 | 12.6477 | -9.5266 | -105.368
2160 | 33.6554 | -3.3063 | 33.6554 | -3.3063 | 32.0246 | 0.18109 | 32.1431 | -2.6525 | 6866 | 12.6449 | -9.5293 | -105.371
2161 | 33.652 | -3.3095 | 33.652 | -3.3095 | 32.0219 | 0.17844 | 32.1394 | -2.6562 | 6905.8 | 12.6373 | -9.5366 | -105.379
2162 | 33.6486 | -3.3127 | 33.6486 | -3.3127 | 32.0192 | 0.1758 | 32.1356 | -2.6599 | 6945.6 | 12.6269 | -9.5469 | -105.389
2163 | 33.6452 | -3.3159 | 33.6452 | -3.3159 | 32.0166 | 0.17316 | 32.1319 | -2.6635 | 6985.4 | 12.6135 | -9.5601 | -105.403
2164 | 33.6419 | -3.3191 | 33.6419 | -3.3191 | 32.0139 | 0.17051 | 32.1281 | -2.6673 | 7025.2 | 12.5973 | -9.5761 | -105.419
2165 | 33.6385 | -3.3223 | 33.6385 | -3.3223 | 32.0112 | 0.16786 | 32.1244 | -2.6709 | 7065 | 12.5785 | -9.5947 | -105.437
2166 | 33.6351 | -3.3255 | 33.6351 | -3.3255 | 32.0085 | 0.16522 | 32.1206 | -2.6746 | 7104.8 | 12.5575 | -9.6155 | -105.459
2167 | 33.6317 | -3.3288 | 33.6317 | -3.3288 | 32.0058 | 0.16258 | 32.1169 | -2.6783 | 7144.6 | 12.5346 | -9.6382 | -105.481
2168 | 33.6283 | -3.332 | 33.6283 | -3.332 | 32.0031 | 0.15993 | 32.1132 | -2.682 | 7184.4 | 12.5101 | -9.6625 | -105.506
2169 | 33.6249 | -3.3352 | 33.6249 | -3.3352 | 32.0005 | 0.15729 | 32.1094 | -2.6857 | 7224.2 | 12.4839 | -9.6886 | -105.532
2170 | 33.6215 | -3.3384 | 33.6215 | -3.3384 | 31.9978 | 0.15464 | 32.1057 | -2.6894 | 7264 | 12.4557 | -9.7166 | -105.56
2171 | 33.6181 | -3.3416 | 33.6181 | -3.3416 | 31.9951 | 0.152 | 32.1019 | -2.6931 | 7303.8 | 12.4254 | -9.7467 | -105.591
2172 | 33.6147 | -3.3449 | 33.6147 | -3.3449 | 31.9924 | 0.14935 | 32.0982 | -2.6968 | 7343.6 | 12.3935 | -9.7784 | -105.622
2173 | 33.6113 | -3.3481 | 33.6113 | -3.3481 | 31.9897 | 0.14671 | 32.0944 | -2.7005 | 7383.4 | 12.3603 | -9.8115 | -105.656
2174 | 33.6079 | -3.3513 | 33.6079 | -3.3513 | 31.987 | 0.14406 | 32.0907 | -2.7042 | 7423.2 | 12.3258 | -9.8458 | -105.69
2175 | 33.6045 | -3.3546 | 33.6045 | -3.3546 | 31.9844 | 0.14142 | 32.0869 | -2.7079 | 7463 | 12.2904 | -9.8811 | -105.726
2176 | 33.601 | -3.3578 | 33.601 | -3.3578 | 31.9817 | 0.13877 | 32.0832 | -2.7115 | 7502.8 | 12.2543 | -9.917 | -105.762
2177 | 33.5976 | -3.361 | 33.5976 | -3.361 | 31.979 | 0.13613 | 32.0794 | -2.7152 | 7542.6 | 12.2181 | -9.9531 | -105.798
2178 | 33.5942 | -3.3643 | 33.5942 | -3.3643 | 31.9763 | 0.13348 | 32.0757 | -2.7189 | 7582.4 | 12.1821 | -9.9889 | -105.834
2179 | 33.5908 | -3.3675 | 33.5908 | -3.3675 | 31.9736 | 0.13084 | 32.072 | -2.7226 | 7622.2 | 12.1469 | -10.0239 | -105.869
2180 | 33.5873 | -3.3708 | 33.5873 | -3.3708 | 31.9709 | 0.12819 | 32.0682 | -2.7263 | 7662 | 12.1127 | -10.058 | -105.903
2181 | 33.5839 | -3.374 | 33.5839 | -3.374 | 31.9683 | 0.12555 | 32.0645 | -2.73 | 7701.8 | 12.0791 | -10.0915 | -105.937
2182 | 33.5805 | -3.3773 | 33.5805 | -3.3773 | 31.9656 | 0.1229 | 32.0607 | -2.7337 | 7741.6 | 12.0466 | -10.1238 | -105.969
2183 | 33.577 | -3.3805 | 33.577 | -3.3805 | 31.9629 | 0.12026 | 32.057 | -2.7374 | 7781.4 | 12.0146 | -10.1557 | -106.001
2184 | 33.5736 | -3.3838 | 33.5736 | -3.3838 | 31.9602 | 0.11761 | 32.0532 | -2.7411 | 7821.2 | 11.9821 | -10.1881 | -106.034
2185 | 33.5702 | -3.387 | 33.5702 | -3.387 | 31.9575 | 0.11497 | 32.0495 | -2.7448 | 7861 | 11.9484 | -10.2216 | -106.068
2186 | 33.5667 | -3.3903 | 33.5667 | -3.3903 | 31.9548 | 0.11232 | 32.0457 | -2.7485 | 7900.8 | 11.9136 | -10.2563 | -106.102
2187 | 33.5633 | -3.3936 | 33.5633 | -3.3936 | 31.9522 | 0.10968 | 32.042 | -2.7521 | 7940.6 | 11.878 | -10.2917 | -106.138
2188 | 33.5598 | -3.3968 | 33.5598 | -3.3968 | 31.9495 | 0.10703 | 32.0382 | -2.7559 | 7980.4 | 11.8419 | -10.3277 | -106.174
2189 | 33.5564 | -3.4001 | 33.5564 | -3.4001 | 31.9468 | 0.10439 | 32.0345 | -2.7595 | 8020.2 | 11.805 | -10.3644 | -106.211
2190 | 33.5529 | -3.4034 | 33.5529 | -3.4034 | 31.9441 | 0.10174 | 32.0307 | -2.7632 | 8060 | 11.7676 | -10.4018 | -106.248
2191 | 33.5495 | -3.4066 | 33.5495 | -3.4066 | 31.9414 | 0.099099 | 32.027 | -2.7669 | 8099.8 | 11.7305 | -10.4387 | -106.286
2192 | 33.546 | -3.4099 | 33.546 | -3.4099 | 31.9387 | 0.096454 | 32.0233 | -2.7706 | 8139.6 | 11.6937 | -10.4754 | -106.322
2193 | 33.5426 | -3.4132 | 33.5426 | -3.4132 | 31.9361 | 0.093809 | 32.0195 | -2.7743 | 8179.4 | 11.6568 | -10.5122 | -106.359
2194 | 33.5391 | -3.4165 | 33.5391 | -3.4165 | 31.9334 | 0.091164 | 32.0158 | -2.778 | 8219.2 | 11.62 | -10.5488 | -106.396
2195 | 33.5356 | -3.4198 | 33.5356 | -3.4198 | 31.9307 | 0.088519 | 32.012 | -2.7817 | 8259 | 11.584 | -10.5848 | -106.432
2196 | 33.5322 | -3.423 | 33.5322 | -3.423 | 31.928 | 0.085874 | 32.0083 | -2.7854 | 8298.8 | 11.5481 | -10.6206 | -106.468
2197 | 33.5287 | -3.4263 | 33.5287 | -3.4263 | 31.9253 | 0.083229 | 32.0045 | -2.7891 | 8338.6 | 11.5116 | -10.6569 | -106.504
2198 | 33.5253 | -3.4296 | 33.5253 | -3.4296 | 31.9227 | 0.080585 | 32.0008 | -2.7928 | 8378.4 | 11.4745 | -10.6938 | -106.541
2199 | 33.5218 | -3.4329 | 33.5218 | -3.4329 | 31.92 | 0.07794 | 31.997 | -2.7965 | 8418.2 | 11.4369 | -10.7314 | -106.579
2200 | 33.5183 | -3.4362 | 33.5183 | -3.4362 | 31.9173 | 0.075295 | 31.9933 | -2.8001 | 8458 | 11.399 | -10.7692 | -106.617
2201 | 33.5148 | -3.4395 | 33.5148 | -3.4395 | 31.9146 | 0.07265 | 31.9895 | -2.8038 | 8497.8 | 11.3613 | -10.8067 | -106.655
2202 | 33.5114 | -3.4428 | 33.5114 | -3.4428 | 31.9119 | 0.070005 | 31.9858 | -2.8075 | 8537.6 | 11.3223 | -10.8456 | -106.694
2203 | 33.5079 | -3.4461 | 33.5079 | -3.4461 | 31.9092 | 0.06736 | 31.9821 | -2.8112 | 8577.4 | 11.282 | -10.8858 | -106.734
2204 | 33.5044 | -3.4493 | 33.5044 | -3.4493 | 31.9066 | 0.064715 | 31.9783 | -2.8149 | 8617.2 | 11.2412 | -10.9265 | -106.775
2205 | 33.5009 | -3.4526 | 33.5009 | -3.4526 | 31.9039 | 0.06207 | 31.9746 | -2.8186 | 8657 | 11.2009 | -10.9668 | -106.815
2206 | 33.4975 | -3.4559 | 33.4975 | -3.4559 | 31.9012 | 0.059425 | 31.9708 | -2.8223 | 8696.8 | 11.1599 | -11.0077 | -106.856
2207 | 33.494 | -3.4592 | 33.494 | -3.4592 | 31.8985 | 0.056781 | 31.9671 | -2.826 | 8736.6 | 11.1178 | -11.0496 | -106.898
2208 | 33.4905 | -3.4625 | 33.4905 | -3.4625 | 31.8958 | 0.054136 | 31.9633 | -2.8297 | 8776.4 | 11.0749 | -11.0925 | -106.941
2209 | 33.487 | -3.4658 | 33.487 | -3.4658 | 31.8931 | 0.05142 | 31.9596 | -2.8334 | 8816.2 | 11.0308 | -11.1364 | -106.985
2210 | 33.4835 | -3.4691 | 33.4835 | -3.4691 | 31.8897 | 0.048069 | 31.9552 | -2.8377 | 8856 | 10.985 | -11.1821 | -107.031
2211 | 33.4801 | -3.4724 | 33.4801 | -3.4724 | 31.8863 | 0.044719 | 31.9509 | -2.842 | 8895.8 | 10.9369 | -11.2301 | -107.079
2212 | 33.4766 | -3.4757 | 33.4766 | -3.4757 | 31.8829 | 0.041368 | 31.9465 | -2.8462 | 8935.6 | 10.8865 | -11.2805 | -107.13
2213 | 33.4731 | -3.479 | 33.4731 | -3.479 | 31.8795 | 0.038017 | 31.9422 | -2.8506 | 8975.4 | 10.8342 | -11.3326 | -107.182
2214 | 33.4696 | -3.4824 | 33.4696 | -3.4824 | 31.8761 | 0.034666 | 31.9378 | -2.8548 | 9015.2 | 10.7807 | -11.386 | -107.235
2215 | 33.4661 | -3.4857 | 33.4661 | -3.4857 | 31.8727 | 0.031315 | 31.9335 | -2.8591 | 9055 | 10.7265 | -11.4401 | -107.289
2216 | 33.4626 | -3.489 | 33.4626 | -3.489 | 31.8693 | 0.027964 | 31.9291 | -2.8634 | 9094.8 | 10.6716 | -11.495 | -107.344
2217 | 33.4591 | -3.4923 | 33.4591 | -3.4923 | 31.866 | 0.024613 | 31.9248 | -2.8677 | 9134.6 | 10.6165 | -11.55 | -107.4
2218 | 33.4556 | -3.4956 | 33.4556 | -3.4956 | 31.8626 | 0.021262 | 31.9204 | -2.872 | 9174.4 | 10.5624 | -11.604 | -107.454
2219 | 33.4522 | -3.4989 | 33.4522 | -3.4989 | 31.8592 | 0.017911 | 31.9161 | -2.8763 | 9214.2 | 10.5099 | -11.6565 | -107.506
2220 | 33.4487 | -3.5022 | 33.4487 | -3.5022 | 31.8558 | 0.014561 | 31.9118 | -2.8806 | 9254 | 10.4584 | -11.7079 | -107.558
2221 | 33.4452 | -3.5055 | 33.4452 | -3.5055 | 31.8524 | 0.01121 | 31.9074 | -2.8849 | 9293.8 | 10.4081 | -11.7581 | -107.608
2222 | 33.4417 | -3.5088 | 33.4417 | -3.5088 | 31.849 | 0.0078587 | 31.9031 | -2.8892 | 9333.6 | 10.3592 | -11.8068 | -107.657
2223 | 33.4382 | -3.5121 | 33.4382 | -3.5121 | 31.8456 | 0.0045078 | 31.8987 | -2.8935 | 9373.4 | 10.3113 | -11.8547 | -107.705
2224 | 33.4347 | -3.5154 | 33.4347 | -3.5154 | 31.8422 | 0.0011569 | 31.8944 | -2.8978 | 9413.2 | 10.2635 | -11.9024 | -107.752
2225 | 33.4312 | -3.5188 | 33.4312 | -3.5188 | 31.8388 | -0.0021939 | 31.89 | -2.9021 | 9453 | 10.216 | -11.9498 | -107.8
2226 | 33.4277 | -3.5221 | 33.4277 | -3.5221 | 31.8354 | -0.0055448 | 31.8857 | -2.9064 | 9492.8 | 10.1678 | -11.9979 | -107.848
2227 | 33.4242 | -3.5254 | 33.4242 | -3.5254 | 31.8321 | -0.0088957 | 31.8813 | -2.9107 | 9532.6 | 10.1198 | -12.0459 | -107.896
2228 | 33.4207 | -3.5287 | 33.4207 | -3.5287 | 31.8287 | -0.012247 | 31.877 | -2.915 | 9572.4 | 10.0719 | -12.0937 | -107.944
2229 | 33.4172 | -3.532 | 33.4172 | -3.532 | 31.8253 | -0.015598 | 31.8726 | -2.9192 | 9612.2 | 10.0238 | -12.1417 | -107.992
2230 | 33.4137 | -3.5353 | 33.4137 | -3.5353 | 31.8219 | -0.018948 | 31.8683 | -2.9235 | 9652 | 9.9757 | -12.1898 | -108.04
2231 | 33.4102 | -3.5386 | 33.4102 | -3.5386 | 31.8185 | -0.022299 | 31.8639 | -2.9278 | 9691.8 | 9.9298 | -12.2356 | -108.086
2232 | 33.4067 | -3.5419 | 33.4067 | -3.5419 | 31.8151 | -0.02565 | 31.8596 | -2.9321 | 9731.6 | 9.8868 | -12.2785 | -108.129
2233 | 33.4032 | -3.5452 | 33.4032 | -3.5452 | 31.8117 | -0.029001 | 31.8552 | -2.9364 | 9771.4 | 9.846 | -12.3192 | -108.17
2234 | 33.3997 | -3.5486 | 33.3997 | -3.5486 | 31.8083 | -0.032352 | 31.8509 | -2.9407 | 9811.2 | 9.8074 | -12.3578 | -108.209
2235 | 33.3962 | -3.5519 | 33.3962 | -3.5519 | 31.8049 | -0.035703 | 31.8465 | -2.945 | 9851 | 9.7722 | -12.3929 | -108.244
2236 | 33.3928 | -3.5552 | 33.3928 | -3.5552 | 31.8016 | -0.039054 | 31.8422 | -2.9493 | 9890.8 | 9.7397 | -12.4253 | -108.276
2237 | 33.3893 | -3.5585 | 33.3893 | -3.5585 | 31.7982 | -0.042405 | 31.8378 | -2.9536 | 9930.6 | 9.7091 | -12.4558 | -108.307
2238 | 33.3858 | -3.5618 | 33.3858 | -3.5618 | 31.7948 | -0.045755 | 31.8335 | -2.9579 | 9970.4 | 9.68 | -12.4848 | -108.336
2239 | 33.3823 | -3.5651 | 33.3823 | -3.5651 | 31.7914 | -0.049106 | 31.8291 | -2.9622 | 10010.2 | 9.6525 | -12.5123 | -108.363
2240 | 33.3788 | -3.5684 | 33.3788 | -3.5684 | 31.788 | -0.052457 | 31.8248 | -2.9665 | 10050 | 9.6271 | -12.5377 | -108.389
2241 | 33.3753 | -3.5717 | 33.3753 | -3.5717 | 31.7846 | -0.055808 | 31.8204 | -2.9708 | 10089.8 | 9.603 | -12.5617 | -108.413
2242 | 33.3718 | -3.575 | 33.3718 | -3.575 | 31.7812 | -0.059159 | 31.8161 | -2.9751 | 10129.6 | 9.5792 | -12.5854 | -108.437
2243 | 33.3683 | -3.5783 | 33.3683 | -3.5783 | 31.7778 | -0.06251 | 31.8117 | -2.9794 | 10169.4 | 9.5562 | -12.6084 | -108.46
2244 | 33.3648 | -3.5816 | 33.3648 | -3.5816 | 31.7744 | -0.065861 | 31.8074 | -2.9836 | 10209.2 | 9.5352 | -12.6293 | -108.481
2245 | 33.3613 | -3.585 | 33.3613 | -3.585 | 31.771 | -0.069212 | 31.803 | -2.9879 | 10249 | 9.5169 | -12.6476 | -108.499
2246 | 33.3578 | -3.5883 | 33.3578 | -3.5883 | 31.7677 | -0.072563 | 31.7987 | -2.9922 | 10288.8 | 9.4998 | -12.6646 | -108.516
2247 | 33.3543 | -3.5916 | 33.3543 | -3.5916 | 31.7643 | -0.075913 | 31.7943 | -2.9965 | 10328.6 | 9.4846 | -12.6797 | -108.531
2248 | 33.3509 | -3.5949 | 33.3509 | -3.5949 | 31.7609 | -0.079264 | 31.79 | -3.0008 | 10368.4 | 9.4715 | -12.6927 | -108.544
2249 | 33.3474 | -3.5982 | 33.3474 | -3.5982 | 31.7575 | -0.082615 | 31.7857 | -3.0051 | 10408.2 | 9.4602 | -12.7039 | -108.556
2250 | 33.3439 | -3.6015 | 33.3439 | -3.6015 | 31.7541 | -0.085966 | 31.7813 | -3.0094 | 10448 | 9.4502 | -12.7139 | -108.566
2251 | 33.3404 | -3.6048 | 33.3404 | -3.6048 | 31.7507 | -0.089317 | 31.777 | -3.0137 | 10487.8 | 9.44 | -12.7241 | -108.576
2252 | 33.3369 | -3.6081 | 33.3369 | -3.6081 | 31.7473 | -0.092668 | 31.7726 | -3.018 | 10527.6 | 9.4296 | -12.7344 | -108.586
2253 | 33.3334 | -3.6114 | 33.3334 | -3.6114 | 31.7439 | -0.096019 | 31.7683 | -3.0223 | 10567.4 | 9.4192 | -12.7447 | -108.597
2254 | 33.33 | -3.6147 | 33.33 | -3.6147 | 31.7405 | -0.09937 | 31.7639 | -3.0266 | 10607.2 | 9.4084 | -12.7555 | -108.608
2255 | 33.3265 | -3.618 | 33.3265 | -3.618 | 31.7371 | -0.10272 | 31.7596 | -3.0309 | 10647 | 9.3962 | -12.7676 | -108.62
2256 | 33.323 | -3.6213 | 33.323 | -3.6213 | 31.7338 | -0.10607 | 31.7552 | -3.0352 | 10686.8 | 9.3835 | -12.7802 | -108.632
2257 | 33.3195 | -3.6245 | 33.3195 | -3.6245 | 31.7304 | -0.10942 | 31.7509 | -3.0395 | 10726.6 | 9.3716 | -12.7921 | -108.644
2258 | 33.316 | -3.6278 | 33.316 | -3.6278 | 31.727 | -0.11277 | 31.7465 | -3.0438 | 10766.4 | 9.3607 | -12.8029 | -108.655
2259 | 33.3126 | -3.6311 | 33.3126 | -3.6311 | 31.7236 | -0.11611 | 31.7422 | -3.048 | 10806.2 | 9.3507 | -12.8129 | -108.665
2260 | 33.3091 | -3.6344 | 33.3091 | -3.6344 | 31.7203 | -0.11936 | 31.7382 | -3.052 | 10846 | 9.3415 | -12.8221 | -108.675
2261 | 33.3056 | -3.6377 | 33.3056 | -3.6377 | 31.717 | -0.12261 | 31.7343 | -3.0558 | 10885.8 | 9.3344 | -12.8292 | -108.682
2262 | 33.3021 | -3.641 | 33.3021 | -3.641 | 31.7137 | -0.12586 | 31.7303 | -3.0597 | 10925.6 | 9.33 | -12.8335 | -108.686
2263 | 33.2987 | -3.6443 | 33.2987 | -3.6443 | 31.7104 | -0.12911 | 31.7264 | -3.0636 | 10965.4 | 9.3269 | -12.8365 | -108.689
2264 | 33.2952 | -3.6476 | 33.2952 | -3.6476 | 31.7072 | -0.13236 | 31.7224 | -3.0675 | 11005.2 | 9.3242 | -12.8391 | -108.692
2265 | 33.2917 | -3.6508 | 33.2917 | -3.6508 | 31.7039 | -0.13561 | 31.7185 | -3.0714 | 11045 | 9.3215 | -12.8418 | -108.694
2266 | 33.2883 | -3.6541 | 33.2883 | -3.6541 | 31.7006 | -0.13886 | 31.7145 | -3.0753 | 11084.8 | 9.3185 | -12.8447 | -108.697
2267 | 33.2848 | -3.6574 | 33.2848 | -3.6574 | 31.6973 | -0.14211 | 31.7106 | -3.0792 | 11124.6 | 9.3145 | -12.8487 | -108.702
2268 | 33.2813 | -3.6607 | 33.2813 | -3.6607 | 31.694 | -0.14536 | 31.7066 | -3.0831 | 11164.4 | 9.3082 | -12.855 | -108.708
2269 | 33.2779 | -3.664 | 33.2779 | -3.664 | 31.6907 | -0.14861 | 31.7027 | -3.087 | 11204.2 | 9.2992 | -12.8639 | -108.717
2270 | 33.2744 | -3.6672 | 33.2744 | -3.6672 | 31.6874 | -0.15186 | 31.6987 | -3.0909 | 11244 | 9.2883 | -12.8748 | -108.728
2271 | 33.271 | -3.6705 | 33.271 | -3.6705 | 31.6841 | -0.15511 | 31.6948 | -3.0948 | 11283.8 | 9.2761 | -12.8869 | -108.74
2272 | 33.2675 | -3.6738 | 33.2675 | -3.6738 | 31.6808 | -0.15836 | 31.6908 | -3.0987 | 11323.6 | 9.2621 | -12.9009 | -108.754
2273 | 33.2641 | -3.677 | 33.2641 | -3.677 | 31.6776 | -0.16161 | 31.6869 | -3.1026 | 11363.4 | 9.2468 | -12.9161 | -108.769
2274 | 33.2606 | -3.6803 | 33.2606 | -3.6803 | 31.6743 | -0.16486 | 31.6829 | -3.1065 | 11403.2 | 9.2323 | -12.9305 | -108.784
2275 | 33.2572 | -3.6836 | 33.2572 | -3.6836 | 31.671 | -0.16811 | 31.6789 | -3.1104 | 11443 | 9.2197 | -12.9432 | -108.796
2276 | 33.2537 | -3.6868 | 33.2537 | -3.6868 | 31.6677 | -0.17136 | 31.675 | -3.1143 | 11482.8 | 9.208 | -12.9548 | -108.808
2277 | 33.2503 | -3.6901 | 33.2503 | -3.6901 | 31.6644 | -0.17461 | 31.671 | -3.1182 | 11522.6 | 9.1968 | -12.9659 | -108.819
2278 | 33.2468 | -3.6934 | 33.2468 | -3.6934 | 31.6611 | -0.17786 | 31.6671 | -3.1221 | 11562.4 | 9.1858 | -12.9769 | -108.83
2279 | 33.2434 | -3.6966 | 33.2434 | -3.6966 | 31.6578 | -0.18111 | 31.6631 | -3.126 | 11602.2 | 9.175 | -12.9877 | -108.841
2280 | 33.2399 | -3.6999 | 33.2399 | -3.6999 | 31.6545 | -0.18436 | 31.6592 | -3.1299 | 11642 | 9.1647 | -12.9979 | -108.851
2281 | 33.2365 | -3.7031 | 33.2365 | -3.7031 | 31.6512 | -0.18761 | 31.6552 | -3.1338 | 11681.8 | 9.1533 | -13.0093 | -108.863
2282 | 33.2331 | -3.7064 | 33.2331 | -3.7064 | 31.648 | -0.19086 | 31.6513 | -3.1376 | 11721.6 | 9.1403 | -13.0222 | -108.876
2283 | 33.2296 | -3.7096 | 33.2296 | -3.7096 | 31.6447 | -0.19411 | 31.6473 | -3.1416 | 11761.4 | 9.1267 | -13.0358 | -108.889
2284 | 33.2262 | -3.7129 | 33.2262 | -3.7129 | 31.6414 | -0.19736 | 31.6434 | -3.1454 | 11801.2 | 9.1142 | -13.0483 | -108.902
2285 | 33.2228 | -3.7161 | 33.2228 | -3.7161 | 31.6381 | -0.20061 | 31.6394 | -3.1493 | 11841 | 9.1021 | -13.0603 | -108.914
2286 | 33.2193 | -3.7193 | 33.2193 | -3.7193 | 31.6348 | -0.20386 | 31.6355 | -3.1532 | 11880.8 | 9.09 | -13.0724 | -108.926
2287 | 33.2159 | -3.7226 | 33.2159 | -3.7226 | 31.6315 | -0.20711 | 31.6315 | -3.1571 | 11920.6 | 9.0797 | -13.0826 | -108.936
2288 | 33.2125 | -3.7258 | 33.2125 | -3.7258 | 31.6282 | -0.21036 | 31.6276 | -3.161 | 11960.4 | 9.0721 | -13.0902 | -108.944
2289 | 33.2091 | -3.7291 | 33.2091 | -3.7291 | 31.6249 | -0.21361 | 31.6236 | -3.1649 | 12000.2 | 9.0668 | -13.0955 | -108.949
2290 | 33.2056 | -3.7323 | 33.2056 | -3.7323 | 31.6216 | -0.21686 | 31.6197 | -3.1688 | 12040 | 9.0642 | -13.098 | -108.952
2291 | 33.2022 | -3.7355 | 33.2022 | -3.7355 | 31.6184 | -0.22011 | 31.6157 | -3.1727 | 12079.8 | 9.0624 | -13.0998 | -108.954
2292 | 33.1988 | -3.7387 | 33.1988 | -3.7387 | 31.6151 | -0.22336 | 31.6118 | -3.1766 | 12119.6 | 9.0619 | -13.1002 | -108.954
2293 | 33.1954 | -3.742 | 33.1954 | -3.742 | 31.6118 | -0.22661 | 31.6078 | -3.1805 | 12159.4 | 9.0626 | -13.0995 | -108.953
2294 | 33.192 | -3.7452 | 33.192 | -3.7452 | 31.6085 | -0.22986 | 31.6039 | -3.1844 | 12199.2 | 9.0637 | -13.0983 | -108.952
2295 | 33.1886 | -3.7484 | 33.1886 | -3.7484 | 31.6052 | -0.23311 | 31.5999 | -3.1883 | 12239 | 9.0646 | -13.0975 | -108.951
2296 | 33.1852 | -3.7516 | 33.1852 | -3.7516 | 31.6019 | -0.23636 | 31.596 | -3.1922 | 12278.8 | 9.0663 | -13.0957 | -108.95
2297 | 33.1818 | -3.7548 | 33.1818 | -3.7548 | 31.5986 | -0.23961 | 31.592 | -3.1961 | 12318.6 | 9.0688 | -13.0931 | -108.947
2298 | 33.1784 | -3.758 | 33.1784 | -3.758 | 31.5953 | -0.24286 | 31.5881 | -3.2 | 12358.4 | 9.0707 | -13.0912 | -108.945
2299 | 33.175 | -3.7613 | 33.175 | -3.7613 | 31.592 | -0.24611 | 31.5841 | -3.2039 | 12398.2 | 9.0709 | -13.0909 | -108.945
2300 | 33.1716 | -3.7645 | 33.1716 | -3.7645 | 31.5887 | -0.24936 | 31.5802 | -3.2078 | 12438 | 9.0723 | -13.0896 | -108.944
2301 | 33.1682 | -3.7677 | 33.1682 | -3.7677 | 31.5855 | -0.25261 | 31.5762 | -3.2117 | 12477.8 | 9.0768 | -13.085 | -108.939
2302 | 33.1648 | -3.7709 | 33.1648 | -3.7709 | 31.5822 | -0.25586 | 31.5723 | -3.2156 | 12517.6 | 9.0857 | -13.0761 | -108.93
2303 | 33.1614 | -3.7741 | 33.1614 | -3.7741 | 31.5789 | -0.25911 | 31.5683 | -3.2195 | 12557.4 | 9.0976 | -13.0642 | -108.918
2304 | 33.158 | -3.7773 | 33.158 | -3.7773 | 31.5756 | -0.26236 | 31.5644 | -3.2234 | 12597.2 | 9.1106 | -13.0511 | -108.905
2305 | 33.1547 | -3.7805 | 33.1547 | -3.7805 | 31.5723 | -0.26561 | 31.5604 | -3.2273 | 12637 | 9.1248 | -13.0368 | -108.891
2306 | 33.1513 | -3.7837 | 33.1513 | -3.7837 | 31.569 | -0.26886 | 31.5565 | -3.2311 | 12676.8 | 9.1397 | -13.0219 | -108.876
2307 | 33.1479 | -3.7868 | 33.1479 | -3.7868 | 31.5657 | -0.27211 | 31.5525 | -3.235 | 12716.6 | 9.1542 | -13.0074 | -108.862
2308 | 33.1445 | -3.79 | 33.1445 | -3.79 | 31.5624 | -0.27536 | 31.5486 | -3.2389 | 12756.4 | 9.1671 | -12.9945 | -108.849
2309 | 33.1412 | -3.7932 | 33.1412 | -3.7932 | 31.5591 | -0.27864 | 31.5446 | -3.2428 | 12796.2 | 9.1773 | -12.9842 | -108.839
2310 | 33.1378 | -3.7964 | 33.1378 | -3.7964 | 31.5556 | -0.2821 | 31.5407 | -3.2467 | 12836 | 9.1848 | -12.9767 | -108.831
2311 | 33.1344 | -3.7996 | 33.1344 | -3.7996 | 31.5521 | -0.28556 | 31.5367 | -3.2506 | 12875.8 | 9.1898 | -12.9717 | -108.826
2312 | 33.1311 | -3.8027 | 33.1311 | -3.8027 | 31.5486 | -0.28902 | 31.5327 | -3.2545 | 12915.6 | 9.1933 | -12.9682 | -108.823
2313 | 33.1277 | -3.8059 | 33.1277 | -3.8059 | 31.5451 | -0.29248 | 31.5288 | -3.2584 | 12955.4 | 9.1967 | -12.9647 | -108.819
2314 | 33.1243 | -3.8091 | 33.1243 | -3.8091 | 31.5416 | -0.29594 | 31.5248 | -3.2623 | 12995.2 | 9.2011 | -12.9603 | -108.815
2315 | 33.121 | -3.8123 | 33.121 | -3.8123 | 31.5381 | -0.2994 | 31.5209 | -3.2662 | 13035 | 9.2071 | -12.9542 | -108.809
2316 | 33.1176 | -3.8154 | 33.1176 | -3.8154 | 31.5346 | -0.30286 | 31.5169 | -3.2701 | 13074.8 | 9.2153 | -12.946 | -108.801
2317 | 33.1143 | -3.8186 | 33.1143 | -3.8186 | 31.5311 | -0.30632 | 31.513 | -3.274 | 13114.6 | 9.2262 | -12.9351 | -108.79
2318 | 33.1109 | -3.8217 | 33.1109 | -3.8217 | 31.5276 | -0.30978 | 31.509 | -3.2779 | 13154.4 | 9.2398 | -12.9214 | -108.776
2319 | 33.1076 | -3.8249 | 33.1076 | -3.8249 | 31.5241 | -0.31324 | 31.5051 | -3.2818 | 13194.2 | 9.2553 | -12.906 | -108.761
2320 | 33.1043 | -3.828 | 33.1043 | -3.828 | 31.5206 | -0.3167 | 31.5011 | -3.2857 | 13234 | 9.2713 | -12.8899 | -108.745
2321 | 33.1009 | -3.8312 | 33.1009 | -3.8312 | 31.5171 | -0.32016 | 31.4972 | -3.2896 | 13273.8 | 9.2872 | -12.874 | -108.729
2322 | 33.0976 | -3.8343 | 33.0976 | -3.8343 | 31.5136 | -0.32361 | 31.4932 | -3.2935 | 13313.6 | 9.3025 | -12.8587 | -108.714
2323 | 33.0942 | -3.8375 | 33.0942 | -3.8375 | 31.5101 | -0.32708 | 31.4893 | -3.2974 | 13353.4 | 9.3174 | -12.8437 | -108.699
2324 | 33.0909 | -3.8406 | 33.0909 | -3.8406 | 31.5066 | -0.33054 | 31.4853 | -3.3013 | 13393.2 | 9.3308 | -12.8302 | -108.685
2325 | 33.0876 | -3.8438 | 33.0876 | -3.8438 | 31.5031 | -0.33399 | 31.4813 | -3.3052 | 13433 | 9.342 | -12.8191 | -108.674
2326 | 33.0843 | -3.8469 | 33.0843 | -3.8469 | 31.4996 | -0.33745 | 31.4774 | -3.3091 | 13472.8 | 9.351 | -12.8101 | -108.665
2327 | 33.0809 | -3.85 | 33.0809 | -3.85 | 31.4961 | -0.34091 | 31.4734 | -3.313 | 13512.6 | 9.3592 | -12.8018 | -108.657
2328 | 33.0776 | -3.8532 | 33.0776 | -3.8532 | 31.4926 | -0.34437 | 31.4695 | -3.3169 | 13552.4 | 9.3685 | -12.7925 | -108.648
2329 | 33.0743 | -3.8563 | 33.0743 | -3.8563 | 31.4891 | -0.34783 | 31.4655 | -3.3208 | 13592.2 | 9.3798 | -12.7812 | -108.636
2330 | 33.071 | -3.8594 | 33.071 | -3.8594 | 31.4856 | -0.35129 | 31.4616 | -3.3247 | 13632 | 9.3938 | -12.7671 | -108.622
2331 | 33.0677 | -3.8625 | 33.0677 | -3.8625 | 31.4821 | -0.35475 | 31.4576 | -3.3286 | 13671.8 | 9.4107 | -12.7502 | -108.605
2332 | 33.0644 | -3.8656 | 33.0644 | -3.8656 | 31.4786 | -0.35821 | 31.4537 | -3.3325 | 13711.6 | 9.4305 | -12.7304 | -108.585
2333 | 33.0611 | -3.8688 | 33.0611 | -3.8688 | 31.4751 | -0.36167 | 31.4497 | -3.3364 | 13751.4 | 9.4532 | -12.7076 | -108.563
2334 | 33.0578 | -3.8719 | 33.0578 | -3.8719 | 31.4716 | -0.36513 | 31.4458 | -3.3403 | 13791.2 | 9.4783 | -12.6825 | -108.538
2335 | 33.0545 | -3.875 | 33.0545 | -3.875 | 31.4681 | -0.36859 | 31.4418 | -3.3442 | 13831 | 9.5044 | -12.6564 | -108.512
2336 | 33.0512 | -3.8781 | 33.0512 | -3.8781 | 31.4646 | -0.37205 | 31.4379 | -3.3481 | 13870.8 | 9.53 | -12.6307 | -108.486
2337 | 33.0479 | -3.8812 | 33.0479 | -3.8812 | 31.4611 | -0.37551 | 31.4339 | -3.352 | 13910.6 | 9.5546 | -12.6061 | -108.461
2338 | 33.0446 | -3.8843 | 33.0446 | -3.8843 | 31.4576 | -0.37897 | 31.4299 | -3.3559 | 13950.4 | 9.5783 | -12.5824 | -108.438
2339 | 33.0413 | -3.8874 | 33.0413 | -3.8874 | 31.4541 | -0.38243 | 31.426 | -3.3598 | 13990.2 | 9.6006 | -12.5601 | -108.415
2340 | 33.038 | -3.8905 | 33.038 | -3.8905 | 31.4506 | -0.38589 | 31.422 | -3.3637 | 14030 | 9.6221 | -12.5385 | -108.394
2341 | 33.0348 | -3.8936 | 33.0348 | -3.8936 | 31.4471 | -0.38935 | 31.4181 | -3.3676 | 14069.8 | 9.6436 | -12.517 | -108.372
2342 | 33.0315 | -3.8966 | 33.0315 | -3.8966 | 31.4436 | -0.39281 | 31.4141 | -3.3714 | 14109.6 | 9.6657 | -12.4949 | -108.35
2343 | 33.0282 | -3.8997 | 33.0282 | -3.8997 | 31.4401 | -0.39627 | 31.4102 | -3.3754 | 14149.4 | 9.6886 | -12.472 | -108.327
2344 | 33.0249 | -3.9028 | 33.0249 | -3.9028 | 31.4366 | -0.39973 | 31.4062 | -3.3792 | 14189.2 | 9.7124 | -12.4482 | -108.304
2345 | 33.0217 | -3.9059 | 33.0217 | -3.9059 | 31.4331 | -0.40319 | 31.4023 | -3.3832 | 14229 | 9.7382 | -12.4223 | -108.278
2346 | 33.0184 | -3.909 | 33.0184 | -3.909 | 31.4296 | -0.40665 | 31.3983 | -3.387 | 14268.8 | 9.7666 | -12.3939 | -108.249
2347 | 33.0152 | -3.912 | 33.0152 | -3.912 | 31.4261 | -0.41011 | 31.3944 | -3.3909 | 14308.6 | 9.7968 | -12.3637 | -108.219
2348 | 33.0119 | -3.9151 | 33.0119 | -3.9151 | 31.4226 | -0.41357 | 31.3904 | -3.3948 | 14348.4 | 9.8268 | -12.3336 | -108.189
2349 | 33.0086 | -3.9182 | 33.0086 | -3.9182 | 31.4191 | -0.41703 | 31.3864 | -3.3987 | 14388.2 | 9.8562 | -12.3043 | -108.16
2350 | 33.0054 | -3.9212 | 33.0054 | -3.9212 | 31.4156 | -0.42049 | 31.3825 | -3.4026 | 14428 | 9.884 | -12.2764 | -108.132
2351 | 33.0022 | -3.9243 | 33.0022 | -3.9243 | 31.4121 | -0.42395 | 31.3785 | -3.4065 | 14467.8 | 9.91 | -12.2504 | -108.106
2352 | 32.9989 | -3.9273 | 32.9989 | -3.9273 | 31.4086 | -0.42741 | 31.3746 | -3.4104 | 14507.6 | 9.9338 | -12.2266 | -108.082
2353 | 32.9957 | -3.9304 | 32.9957 | -3.9304 | 31.4051 | -0.43086 | 31.3706 | -3.4143 | 14547.4 | 9.9557 | -12.2047 | -108.06
2354 | 32.9924 | -3.9334 | 32.9924 | -3.9334 | 31.4016 | -0.43433 | 31.3667 | -3.4182 | 14587.2 | 9.9749 | -12.1854 | -108.041
2355 | 32.9892 | -3.9364 | 32.9892 | -3.9364 | 31.3981 | -0.43778 | 31.3627 | -3.4221 | 14627 | 9.9925 | -12.1678 | -108.024
2356 | 32.986 | -3.9395 | 32.986 | -3.9395 | 31.3946 | -0.44124 | 31.3588 | -3.426 | 14666.8 | 10.0085 | -12.1518 | -108.007
2357 | 32.9828 | -3.9425 | 32.9828 | -3.9425 | 31.3911 | -0.4447 | 31.3548 | -3.4299 | 14706.6 | 10.0237 | -12.1366 | -107.992
2358 | 32.9795 | -3.9455 | 32.9795 | -3.9455 | 31.3876 | -0.44816 | 31.3509 | -3.4338 | 14746.4 | 10.0398 | -12.1204 | -107.976
2359 | 32.9763 | -3.9486 | 32.9763 | -3.9486 | 31.3841 | -0.45168 | 31.3469 | -3.4377 | 14786.2 | 10.0584 | -12.1018 | -107.958
2360 | 32.9731 | -3.9516 | 32.9731 | -3.9516 | 31.3803 | -0.45546 | 31.342 | -3.4426 | 14826 | 10.0786 | -12.0816 | -107.937
2361 | 32.9699 | -3.9546 | 32.9699 | -3.9546 | 31.3764 | -0.45924 | 31.337 | -3.4475 | 14865.8 | 10.1002 | -12.06 | -107.916
2362 | 32.9667 | -3.9576 | 32.9667 | -3.9576 | 31.3726 | -0.46303 | 31.332 | -3.4524 | 14905.6 | 10.1229 | -12.0373 | -107.893
2363 | 32.9635 | -3.9606 | 32.9635 | -3.9606 | 31.3688 | -0.46681 | 31.3271 | -3.4573 | 14945.4 | 10.1446 | -12.0156 | -107.871
2364 | 32.9603 | -3.9636 | 32.9603 | -3.9636 | 31.365 | -0.47059 | 31.3221 | -3.4622 | 14985.2 | 10.166 | -11.9941 | -107.85
2365 | 32.9571 | -3.9666 | 32.9571 | -3.9666 | 31.3611 | -0.47437 | 31.3172 | -3.4671 | 15025 | 10.1863 | -11.9738 | -107.83
2366 | 32.9539 | -3.9696 | 32.9539 | -3.9696 | 31.3573 | -0.47815 | 31.3122 | -3.472 | 15064.8 | 10.2041 | -11.956 | -107.812
2367 | 32.9507 | -3.9726 | 32.9507 | -3.9726 | 31.3535 | -0.48194 | 31.3073 | -3.4769 | 15104.6 | 10.2187 | -11.9413 | -107.797
2368 | 32.9475 | -3.9756 | 32.9475 | -3.9756 | 31.3497 | -0.48572 | 31.3023 | -3.4818 | 15144.4 | 10.2311 | -11.9289 | -107.785
2369 | 32.9444 | -3.9786 | 32.9444 | -3.9786 | 31.3459 | -0.4895 | 31.2973 | -3.4867 | 15184.2 | 10.2408 | -11.9193 | -107.775
2370 | 32.9412 | -3.9816 | 32.9412 | -3.9816 | 31.342 | -0.49328 | 31.2924 | -3.4916 | 15224 | 10.248 | -11.912 | -107.768
2371 | 32.938 | -3.9846 | 32.938 | -3.9846 | 31.3382 | -0.49706 | 31.2874 | -3.4965 | 15263.8 | 10.2544 | -11.9056 | -107.762
2372 | 32.9349 | -3.9875 | 32.9349 | -3.9875 | 31.3344 | -0.50084 | 31.2825 | -3.5014 | 15303.6 | 10.2616 | -11.8983 | -107.754
2373 | 32.9317 | -3.9905 | 32.9317 | -3.9905 | 31.3306 | -0.50463 | 31.2775 | -3.5063 | 15343.4 | 10.2704 | -11.8895 | -107.746
2374 | 32.9285 | -3.9935 | 32.9285 | -3.9935 | 31.3267 | -0.50841 | 31.2726 | -3.5112 | 15383.2 | 10.2813 | -11.8786 | -107.735
2375 | 32.9254 | -3.9964 | 32.9254 | -3.9964 | 31.3229 | -0.51219 | 31.2676 | -3.5161 | 15423 | 10.2942 | -11.8658 | -107.722
2376 | 32.9222 | -3.9994 | 32.9222 | -3.9994 | 31.3191 | -0.51597 | 31.2626 | -3.521 | 15462.8 | 10.309 | -11.8509 | -107.707
2377 | 32.9191 | -4.0024 | 32.9191 | -4.0024 | 31.3153 | -0.51975 | 31.2577 | -3.5259 | 15502.6 | 10.3259 | -11.834 | -107.69
2378 | 32.916 | -4.0053 | 32.916 | -4.0053 | 31.3115 | -0.52353 | 31.2527 | -3.5308 | 15542.4 | 10.345 | -11.8148 | -107.671
2379 | 32.9128 | -4.0082 | 32.9128 | -4.0082 | 31.3076 | -0.52732 | 31.2478 | -3.5357 | 15582.2 | 10.3651 | -11.7948 | -107.651
2380 | 32.9097 | -4.0112 | 32.9097 | -4.0112 | 31.3038 | -0.5311 | 31.2428 | -3.5406 | 15622 | 10.3847 | -11.7751 | -107.631
2381 | 32.9066 | -4.0141 | 32.9066 | -4.0141 | 31.3 | -0.53488 | 31.2379 | -3.5455 | 15661.8 | 10.403 | -11.7568 | -107.613
2382 | 32.9034 | -4.0171 | 32.9034 | -4.0171 | 31.2962 | -0.53866 | 31.2329 | -3.5504 | 15701.6 | 10.4193 | -11.7405 | -107.597
2383 | 32.9003 | -4.02 | 32.9003 | -4.02 | 31.2923 | -0.54244 | 31.2279 | -3.5553 | 15741.4 | 10.4328 | -11.7269 | -107.583
2384 | 32.8972 | -4.0229 | 32.8972 | -4.0229 | 31.2885 | -0.54623 | 31.223 | -3.5602 | 15781.2 | 10.4447 | -11.715 | -107.571
2385 | 32.8941 | -4.0258 | 32.8941 | -4.0258 | 31.2847 | -0.55001 | 31.218 | -3.5651 | 15821 | 10.4557 | -11.7041 | -107.56
2386 | 32.891 | -4.0287 | 32.891 | -4.0287 | 31.2809 | -0.55379 | 31.2131 | -3.57 | 15860.8 | 10.4662 | -11.6935 | -107.55
2387 | 32.8879 | -4.0316 | 32.8879 | -4.0316 | 31.2771 | -0.55757 | 31.2081 | -3.5749 | 15900.6 | 10.4769 | -11.6828 | -107.539
2388 | 32.8848 | -4.0345 | 32.8848 | -4.0345 | 31.2732 | -0.56135 | 31.2032 | -3.5798 | 15940.4 | 10.4872 | -11.6725 | -107.529
2389 | 32.8817 | -4.0374 | 32.8817 | -4.0374 | 31.2694 | -0.56514 | 31.1982 | -3.5847 | 15980.2 | 10.4987 | -11.6609 | -107.517
2390 | 32.8786 | -4.0403 | 32.8786 | -4.0403 | 31.2656 | -0.56892 | 31.1933 | -3.5896 | 16020 | 10.5116 | -11.6481 | -107.504
2391 | 32.8755 | -4.0432 | 32.8755 | -4.0432 | 31.2618 | -0.5727 | 31.1883 | -3.5945 | 16059.8 | 10.5257 | -11.6339 | -107.49
2392 | 32.8725 | -4.0461 | 32.8725 | -4.0461 | 31.2579 | -0.57648 | 31.1833 | -3.5994 | 16099.6 | 10.5415 | -11.6181 | -107.474
2393 | 32.8694 | -4.049 | 32.8694 | -4.049 | 31.2541 | -0.58026 | 31.1784 | -3.6043 | 16139.4 | 10.5571 | -11.6025 | -107.459
2394 | 32.8663 | -4.0519 | 32.8663 | -4.0519 | 31.2503 | -0.58405 | 31.1734 | -3.6092 | 16179.2 | 10.5728 | -11.5868 | -107.443
2395 | 32.8633 | -4.0547 | 32.8633 | -4.0547 | 31.2465 | -0.58783 | 31.1685 | -3.6141 | 16219 | 10.5888 | -11.5708 | -107.427
2396 | 32.8602 | -4.0576 | 32.8602 | -4.0576 | 31.2427 | -0.59161 | 31.1635 | -3.619 | 16258.8 | 10.6046 | -11.555 | -107.411
2397 | 32.8571 | -4.0605 | 32.8571 | -4.0605 | 31.2388 | -0.59539 | 31.1586 | -3.6239 | 16298.6 | 10.6193 | -11.5403 | -107.397
2398 | 32.8541 | -4.0633 | 32.8541 | -4.0633 | 31.235 | -0.59917 | 31.1536 | -3.6288 | 16338.4 | 10.6353 | -11.5242 | -107.381
2399 | 32.851 | -4.0662 | 32.851 | -4.0662 | 31.2312 | -0.60295 | 31.1486 | -3.6337 | 16378.2 | 10.6522 | -11.5073 | -107.364
2400 | 32.848 | -4.069 | 32.848 | -4.069 | 31.2274 | -0.60674 | 31.1437 | -3.6386 | 16418 | 10.67 | -11.4895 | -107.346
2401 | 32.845 | -4.0718 | 32.845 | -4.0718 | 31.2235 | -0.61052 | 31.1387 | -3.6435 | 16457.8 | 10.6891 | -11.4704 | -107.327
2402 | 32.8419 | -4.0747 | 32.8419 | -4.0747 | 31.2197 | -0.6143 | 31.1338 | -3.6484 | 16497.6 | 10.7112 | -11.4482 | -107.305
2403 | 32.8389 | -4.0775 | 32.8389 | -4.0775 | 31.2159 | -0.61808 | 31.1288 | -3.6533 | 16537.4 | 10.7364 | -11.4231 | -107.28
2404 | 32.8359 | -4.0803 | 32.8359 | -4.0803 | 31.2121 | -0.62186 | 31.1239 | -3.6582 | 16577.2 | 10.7629 | -11.3965 | -107.253
2405 | 32.8329 | -4.0832 | 32.8329 | -4.0832 | 31.2083 | -0.62565 | 31.1189 | -3.6631 | 16617 | 10.7896 | -11.3698 | -107.226
2406 | 32.8299 | -4.086 | 32.8299 | -4.086 | 31.2044 | -0.62943 | 31.1139 | -3.668 | 16656.8 | 10.8159 | -11.3436 | -107.2
2407 | 32.8269 | -4.0888 | 32.8269 | -4.0888 | 31.2006 | -0.63321 | 31.109 | -3.6729 | 16696.6 | 10.8413 | -11.3181 | -107.175
2408 | 32.8239 | -4.0916 | 32.8239 | -4.0916 | 31.1968 | -0.63699 | 31.104 | -3.6778 | 16736.4 | 10.866 | -11.2934 | -107.15
2409 | 32.8209 | -4.0944 | 32.8209 | -4.0944 | 31.1928 | -0.6409 | 31.0991 | -3.6827 | 16776.2 | 10.8901 | -11.2693 | -107.126
2410 | 32.8179 | -4.0972 | 32.8179 | -4.0972 | 31.1884 | -0.64529 | 31.0947 | -3.687 | 16816 | 10.914 | -11.2453 | -107.102
2411 | 32.8149 | -4.1 | 32.8149 | -4.1 | 31.184 | -0.64969 | 31.0904 | -3.6913 | 16855.8 | 10.938 | -11.2214 | -107.078
2412 | 32.8119 | -4.1028 | 32.8119 | -4.1028 | 31.1795 | -0.65409 | 31.086 | -3.6956 | 16895.6 | 10.9618 | -11.1976 | -107.054
2413 | 32.809 | -4.1055 | 32.809 | -4.1055 | 31.1751 | -0.65849 | 31.0816 | -3.6999 | 16935.4 | 10.9857 | -11.1736 | -107.03
2414 | 32.806 | -4.1083 | 32.806 | -4.1083 | 31.1706 | -0.66289 | 31.0773 | -3.7042 | 16975.2 | 11.0092 | -11.1501 | -107.007
2415 | 32.803 | -4.1111 | 32.803 | -4.1111 | 31.1662 | -0.66729 | 31.0729 | -3.7085 | 17015 | 11.0324 | -11.1269 | -106.984
2416 | 32.8001 | -4.1138 | 32.8001 | -4.1138 | 31.1618 | -0.67169 | 31.0686 | -3.7128 | 17054.8 | 11.0558 | -11.1035 | -106.96
2417 | 32.7971 | -4.1166 | 32.7971 | -4.1166 | 31.1573 | -0.67609 | 31.0642 | -3.7171 | 17094.6 | 11.08 | -11.0793 | -106.936
2418 | 32.7942 | -4.1194 | 32.7942 | -4.1194 | 31.1529 | -0.68049 | 31.0598 | -3.7214 | 17134.4 | 11.1051 | -11.0542 | -106.911
2419 | 32.7912 | -4.1221 | 32.7912 | -4.1221 | 31.1484 | -0.68488 | 31.0555 | -3.7257 | 17174.2 | 11.1304 | -11.0289 | -106.886
2420 | 32.7883 | -4.1248 | 32.7883 | -4.1248 | 31.144 | -0.68928 | 31.0511 | -3.73 | 17214 | 11.1551 | -11.0041 | -106.861
2421 | 32.7854 | -4.1276 | 32.7854 | -4.1276 | 31.1396 | -0.69368 | 31.0468 | -3.7343 | 17253.8 | 11.1791 | -10.9801 | -106.837
2422 | 32.7824 | -4.1303 | 32.7824 | -4.1303 | 31.1351 | -0.69808 | 31.0424 | -3.7386 | 17293.6 | 11.2024 | -10.9567 | -106.814
2423 | 32.7795 | -4.133 | 32.7795 | -4.133 | 31.1307 | -0.70248 | 31.038 | -3.7429 | 17333.4 | 11.2256 | -10.9336 | -106.79
2424 | 32.7766 | -4.1358 | 32.7766 | -4.1358 | 31.1262 | -0.70688 | 31.0337 | -3.7472 | 17373.2 | 11.2484 | -10.9108 | -106.768
2425 | 32.7737 | -4.1385 | 32.7737 | -4.1385 | 31.1218 | -0.71128 | 31.0293 | -3.7515 | 17413 | 11.2702 | -10.8889 | -106.746
2426 | 32.7708 | -4.1412 | 32.7708 | -4.1412 | 31.1174 | -0.71568 | 31.025 | -3.7558 | 17452.8 | 11.2907 | -10.8685 | -106.725
2427 | 32.7679 | -4.1439 | 32.7679 | -4.1439 | 31.1129 | -0.72008 | 31.0206 | -3.7601 | 17492.6 | 11.3095 | -10.8496 | -106.706
2428 | 32.765 | -4.1466 | 32.765 | -4.1466 | 31.1085 | -0.72447 | 31.0162 | -3.7644 | 17532.4 | 11.3273 | -10.8318 | -106.689
2429 | 32.7621 | -4.1493 | 32.7621 | -4.1493 | 31.104 | -0.72887 | 31.0119 | -3.7687 | 17572.2 | 11.3438 | -10.8153 | -106.672
2430 | 32.7592 | -4.152 | 32.7592 | -4.152 | 31.0996 | -0.73327 | 31.0075 | -3.773 | 17612 | 11.359 | -10.8001 | -106.657
2431 | 32.7563 | -4.1547 | 32.7563 | -4.1547 | 31.0952 | -0.73767 | 31.0032 | -3.7773 | 17651.8 | 11.3734 | -10.7857 | -106.643
2432 | 32.7535 | -4.1573 | 32.7535 | -4.1573 | 31.0907 | -0.74207 | 30.9988 | -3.7816 | 17691.6 | 11.3874 | -10.7717 | -106.629
2433 | 32.7506 | -4.16 | 32.7506 | -4.16 | 31.0863 | -0.74647 | 30.9944 | -3.7859 | 17731.4 | 11.4007 | -10.7583 | -106.615
2434 | 32.7477 | -4.1627 | 32.7477 | -4.1627 | 31.0818 | -0.75087 | 30.9901 | -3.7902 | 17771.2 | 11.4136 | -10.7455 | -106.602
2435 | 32.7449 | -4.1653 | 32.7449 | -4.1653 | 31.0774 | -0.75527 | 30.9857 | -3.7945 | 17811 | 11.4262 | -10.7329 | -106.59
2436 | 32.742 | -4.168 | 32.742 | -4.168 | 31.073 | -0.75967 | 30.9814 | -3.7988 | 17850.8 | 11.4389 | -10.7201 | -106.577
2437 | 32.7392 | -4.1706 | 32.7392 | -4.1706 | 31.0685 | -0.76406 | 30.977 | -3.8031 | 17890.6 | 11.4518 | -10.7072 | -106.564
2438 | 32.7364 | -4.1733 | 32.7364 | -4.1733 | 31.0641 | -0.76846 | 30.9726 | -3.8074 | 17930.4 | 11.4644 | -10.6946 | -106.552
2439 | 32.7335 | -4.1759 | 32.7335 | -4.1759 | 31.0596 | -0.77286 | 30.9683 | -3.8117 | 17970.2 | 11.4766 | -10.6824 | -106.539
2440 | 32.7307 | -4.1786 | 32.7307 | -4.1786 | 31.0552 | -0.77726 | 30.9639 | -3.816 | 18010 | 11.4886 | -10.6704 | -106.527
2441 | 32.7279 | -4.1812 | 32.7279 | -4.1812 | 31.0508 | -0.78166 | 30.9596 | -3.8203 | 18049.8 | 11.5009 | -10.6581 | -106.515
2442 | 32.725 | -4.1838 | 32.725 | -4.1838 | 31.0463 | -0.78606 | 30.9552 | -3.8246 | 18089.6 | 11.514 | -10.6449 | -106.502
2443 | 32.7222 | -4.1864 | 32.7222 | -4.1864 | 31.0419 | -0.79046 | 30.9509 | -3.8289 | 18129.4 | 11.5277 | -10.6312 | -106.488
2444 | 32.7194 | -4.189 | 32.7194 | -4.189 | 31.0374 | -0.79486 | 30.9465 | -3.8332 | 18169.2 | 11.541 | -10.6179 | -106.475
2445 | 32.7166 | -4.1916 | 32.7166 | -4.1916 | 31.033 | -0.79926 | 30.9421 | -3.8375 | 18209 | 11.5532 | -10.6057 | -106.463
2446 | 32.7138 | -4.1942 | 32.7138 | -4.1942 | 31.0286 | -0.80366 | 30.9378 | -3.8418 | 18248.8 | 11.5637 | -10.5952 | -106.452
2447 | 32.711 | -4.1968 | 32.711 | -4.1968 | 31.0241 | -0.80805 | 30.9334 | -3.8461 | 18288.6 | 11.5726 | -10.5863 | -106.443
2448 | 32.7082 | -4.1994 | 32.7082 | -4.1994 | 31.0197 | -0.81245 | 30.9291 | -3.8504 | 18328.4 | 11.5801 | -10.5787 | -106.436
2449 | 32.7055 | -4.202 | 32.7055 | -4.202 | 31.0152 | -0.81685 | 30.9247 | -3.8548 | 18368.2 | 11.5867 | -10.5722 | -106.429
2450 | 32.7027 | -4.2046 | 32.7027 | -4.2046 | 31.0108 | -0.82125 | 30.9203 | -3.859 | 18408 | 11.5925 | -10.5663 | -106.423
2451 | 32.6999 | -4.2072 | 32.6999 | -4.2072 | 31.0064 | -0.82565 | 30.916 | -3.8634 | 18447.8 | 11.5976 | -10.5612 | -106.418
2452 | 32.6971 | -4.2097 | 32.6971 | -4.2097 | 31.0019 | -0.83005 | 30.9116 | -3.8676 | 18487.6 | 11.6023 | -10.5566 | -106.414
2453 | 32.6944 | -4.2123 | 32.6944 | -4.2123 | 30.9975 | -0.83445 | 30.9073 | -3.872 | 18527.4 | 11.6066 | -10.5522 | -106.409
2454 | 32.6916 | -4.2149 | 32.6916 | -4.2149 | 30.993 | -0.83885 | 30.9029 | -3.8763 | 18567.2 | 11.6111 | -10.5477 | -106.405
2455 | 32.6889 | -4.2174 | 32.6889 | -4.2174 | 30.9886 | -0.84325 | 30.8985 | -3.8805 | 18607 | 11.6162 | -10.5426 | -106.4
2456 | 32.6861 | -4.22 | 32.6861 | -4.22 | 30.9842 | -0.84764 | 30.8942 | -3.8849 | 18646.8 | 11.6224 | -10.5364 | -106.394
2457 | 32.6834 | -4.2225 | 32.6834 | -4.2225 | 30.9797 | -0.85204 | 30.8898 | -3.8892 | 18686.6 | 11.6299 | -10.5288 | -106.386
2458 | 32.6807 | -4.225 | 32.6807 | -4.225 | 30.9753 | -0.85644 | 30.8855 | -3.8935 | 18726.4 | 11.6388 | -10.52 | -106.377
2459 | 32.6779 | -4.2276 | 32.6779 | -4.2276 | 30.9708 | -0.86084 | 30.8811 | -3.8978 | 18766.2 | 11.6489 | -10.5099 | -106.367
2460 | 32.6752 | -4.2301 | 32.6752 | -4.2301 | 30.9664 | -0.86525 | 30.8773 | -3.9015 | 18806 | 11.6602 | -10.4986 | -106.356
2461 | 32.6725 | -4.2326 | 32.6725 | -4.2326 | 30.9619 | -0.86967 | 30.8736 | -3.9052 | 18845.8 | 11.6727 | -10.4861 | -106.343
2462 | 32.6698 | -4.2352 | 32.6698 | -4.2352 | 30.9575 | -0.87408 | 30.8698 | -3.9089 | 18885.6 | 11.686 | -10.4728 | -106.33
2463 | 32.6671 | -4.2377 | 32.6671 | -4.2377 | 30.953 | -0.87849 | 30.8661 | -3.9126 | 18925.4 | 11.6997 | -10.459 | -106.316
2464 | 32.6643 | -4.2402 | 32.6643 | -4.2402 | 30.9486 | -0.8829 | 30.8623 | -3.9163 | 18965.2 | 11.7136 | -10.4451 | -106.302
2465 | 32.6616 | -4.2427 | 32.6616 | -4.2427 | 30.9441 | -0.88731 | 30.8585 | -3.92 | 19005 | 11.7273 | -10.4314 | -106.289
2466 | 32.6589 | -4.2452 | 32.6589 | -4.2452 | 30.9397 | -0.89172 | 30.8548 | -3.9237 | 19044.8 | 11.7404 | -10.4183 | -106.276
2467 | 32.6563 | -4.2477 | 32.6563 | -4.2477 | 30.9352 | -0.89613 | 30.851 | -3.9274 | 19084.6 | 11.753 | -10.4057 | -106.263
2468 | 32.6536 | -4.2502 | 32.6536 | -4.2502 | 30.9308 | -0.90054 | 30.8472 | -3.9311 | 19124.4 | 11.765 | -10.3937 | -106.251
2469 | 32.6509 | -4.2527 | 32.6509 | -4.2527 | 30.9263 | -0.90495 | 30.8435 | -3.9348 | 19164.2 | 11.7761 | -10.3826 | -106.24
2470 | 32.6482 | -4.2551 | 32.6482 | -4.2551 | 30.9219 | -0.90936 | 30.8397 | -3.9385 | 19204 | 11.7862 | -10.3725 | -106.23
2471 | 32.6455 | -4.2576 | 32.6455 | -4.2576 | 30.9174 | -0.91378 | 30.836 | -3.9422 | 19243.8 | 11.7952 | -10.3634 | -106.221
2472 | 32.6429 | -4.2601 | 32.6429 | -4.2601 | 30.913 | -0.91819 | 30.8322 | -3.9459 | 19283.6 | 11.8039 | -10.3548 | -106.212
2473 | 32.6402 | -4.2626 | 32.6402 | -4.2626 | 30.9085 | -0.9226 | 30.8284 | -3.9496 | 19323.4 | 11.8125 | -10.3462 | -106.204
2474 | 32.6375 | -4.265 | 32.6375 | -4.265 | 30.9041 | -0.92701 | 30.8247 | -3.9533 | 19363.2 | 11.8213 | -10.3373 | -106.195
2475 | 32.6349 | -4.2675 | 32.6349 | -4.2675 | 30.8996 | -0.93142 | 30.8209 | -3.957 | 19403 | 11.8306 | -10.328 | -106.185
2476 | 32.6322 | -4.2699 | 32.6322 | -4.2699 | 30.8952 | -0.93583 | 30.8171 | -3.9607 | 19442.8 | 11.8403 | -10.3183 | -106.176
2477 | 32.6296 | -4.2724 | 32.6296 | -4.2724 | 30.8907 | -0.94024 | 30.8134 | -3.9644 | 19482.6 | 11.8502 | -10.3084 | -106.166
2478 | 32.6269 | -4.2748 | 32.6269 | -4.2748 | 30.8862 | -0.94465 | 30.8096 | -3.9681 | 19522.4 | 11.8604 | -10.2982 | -106.156
2479 | 32.6243 | -4.2773 | 32.6243 | -4.2773 | 30.8818 | -0.94906 | 30.8059 | -3.9718 | 19562.2 | 11.8712 | -10.2874 | -106.145
2480 | 32.6217 | -4.2797 | 32.6217 | -4.2797 | 30.8773 | -0.95347 | 30.8021 | -3.9755 | 19602 | 11.8828 | -10.2758 | -106.133
2481 | 32.619 | -4.2821 | 32.619 | -4.2821 | 30.8729 | -0.95788 | 30.7983 | -3.9792 | 19641.8 | 11.8952 | -10.2633 | -106.121
2482 | 32.6164 | -4.2846 | 32.6164 | -4.2846 | 30.8684 | -0.9623 | 30.7946 | -3.9829 | 19681.6 | 11.9087 | -10.2499 | -106.107
2483 | 32.6138 | -4.287 | 32.6138 | -4.287 | 30.864 | -0.96671 | 30.7908 | -3.9866 | 19721.4 | 11.9228 | -10.2357 | -106.093
2484 | 32.6112 | -4.2894 | 32.6112 | -4.2894 | 30.8595 | -0.97112 | 30.787 | -3.9903 | 19761.2 | 11.937 | -10.2215 | -106.079
2485 | 32.6086 | -4.2918 | 32.6086 | -4.2918 | 30.8551 | -0.97553 | 30.7833 | -3.9941 | 19801 | 11.9507 | -10.2078 | -106.065
2486 | 32.606 | -4.2942 | 32.606 | -4.2942 | 30.8506 | -0.97994 | 30.7795 | -3.9977 | 19840.8 | 11.9635 | -10.195 | -106.052
2487 | 32.6033 | -4.2966 | 32.6033 | -4.2966 | 30.8462 | -0.98435 | 30.7758 | -4.0015 | 19880.6 | 11.9748 | -10.1837 | -106.041
2488 | 32.6007 | -4.299 | 32.6007 | -4.299 | 30.8417 | -0.98876 | 30.772 | -4.0052 | 19920.4 | 11.9845 | -10.174 | -106.031
2489 | 32.5981 | -4.3014 | 32.5981 | -4.3014 | 30.8373 | -0.99317 | 30.7682 | -4.0089 | 19960.2 | 11.9927 | -10.1658 | -106.023
2490 | 32.5956 | -4.3038 | 32.5956 | -4.3038 | 30.8328 | -0.99758 | 30.7645 | -4.0126 | 20000 | 11.9997 | -10.1588 | -106.016
2491 | 32.593 | -4.3062 | 32.593 | -4.3062 | 30.8284 | -1.002 | 30.7607 | -4.0163
2492 | 32.5904 | -4.3086 | 32.5904 | -4.3086 | 30.8239 | -1.0064 | 30.7569 | -4.02
2493 | 32.5878 | -4.311 | 32.5878 | -4.311 | 30.8195 | -1.0108 | 30.7532 | -4.0237
2494 | 32.5852 | -4.3134 | 32.5852 | -4.3134 | 30.815 | -1.0152 | 30.7494 | -4.0274
2495 | 32.5826 | -4.3157 | 32.5826 | -4.3157 | 30.8106 | -1.0196 | 30.7457 | -4.0311
2496 | 32.5801 | -4.3181 | 32.5801 | -4.3181 | 30.8061 | -1.024 | 30.7419 | -4.0348
2497 | 32.5775 | -4.3205 | 32.5775 | -4.3205 | 30.8016 | -1.0285 | 30.7381 | -4.0385
2498 | 32.5749 | -4.3229 | 32.5749 | -4.3229 | 30.7972 | -1.0329 | 30.7344 | -4.0422
2499 | 32.5724 | -4.3252 | 32.5724 | -4.3252 | 30.7927 | -1.0373 | 30.7306 | -4.0459
2500 | 32.5698 | -4.3276 | 32.5698 | -4.3276 | 30.7883 | -1.0417 | 30.7269 | -4.0496
2501 | 32.5673 | -4.3299 | 32.5673 | -4.3299 | 30.7838 | -1.0461 | 30.7231 | -4.0533
2502 | 32.5647 | -4.3323 | 32.5647 | -4.3323 | 30.7794 | -1.0505 | 30.7193 | -4.057
2503 | 32.5622 | -4.3346 | 32.5622 | -4.3346 | 30.7749 | -1.0549 | 30.7156 | -4.0607
2504 | 32.5596 | -4.337 | 32.5596 | -4.337 | 30.7705 | -1.0593 | 30.7118 | -4.0644
2505 | 32.5571 | -4.3393 | 32.5571 | -4.3393 | 30.766 | -1.0637 | 30.708 | -4.0681
2506 | 32.5546 | -4.3416 | 32.5546 | -4.3416 | 30.7616 | -1.0682 | 30.7043 | -4.0718
2507 | 32.552 | -4.344 | 32.552 | -4.344 | 30.7571 | -1.0726 | 30.7005 | -4.0755
2508 | 32.5495 | -4.3463 | 32.5495 | -4.3463 | 30.7527 | -1.077 | 30.6968 | -4.0792
2509 | 32.547 | -4.3486 | 32.547 | -4.3486 | 30.7483 | -1.0813 | 30.693 | -4.0829
2510 | 32.5444 | -4.351 | 32.5444 | -4.351 | 30.744 | -1.0856 | 30.6892 | -4.0866
2511 | 32.5419 | -4.3533 | 32.5419 | -4.3533 | 30.7397 | -1.0898 | 30.6855 | -4.0903
2512 | 32.5394 | -4.3556 | 32.5394 | -4.3556 | 30.7355 | -1.094 | 30.6817 | -4.094
2513 | 32.5369 | -4.3579 | 32.5369 | -4.3579 | 30.7312 | -1.0982 | 30.6779 | -4.0977
2514 | 32.5344 | -4.3602 | 32.5344 | -4.3602 | 30.7269 | -1.1025 | 30.6742 | -4.1014
2515 | 32.5319 | -4.3625 | 32.5319 | -4.3625 | 30.7227 | -1.1067 | 30.6704 | -4.1052
2516 | 32.5294 | -4.3648 | 32.5294 | -4.3648 | 30.7184 | -1.1109 | 30.6666 | -4.1089
2517 | 32.5269 | -4.3671 | 32.5269 | -4.3671 | 30.7141 | -1.1151 | 30.6629 | -4.1126
2518 | 32.5244 | -4.3694 | 32.5244 | -4.3694 | 30.7099 | -1.1194 | 30.6591 | -4.1163
2519 | 32.5219 | -4.3717 | 32.5219 | -4.3717 | 30.7056 | -1.1236 | 30.6553 | -4.12
2520 | 32.5194 | -4.374 | 32.5194 | -4.374 | 30.7014 | -1.1278 | 30.6516 | -4.1237
2521 | 32.5169 | -4.3763 | 32.5169 | -4.3763 | 30.6971 | -1.132 | 30.6478 | -4.1274
2522 | 32.5144 | -4.3786 | 32.5144 | -4.3786 | 30.6928 | -1.1362 | 30.644 | -4.1311
2523 | 32.5119 | -4.3809 | 32.5119 | -4.3809 | 30.6886 | -1.1405 | 30.6403 | -4.1348
2524 | 32.5094 | -4.3832 | 32.5094 | -4.3832 | 30.6843 | -1.1447 | 30.6365 | -4.1385
2525 | 32.5069 | -4.3855 | 32.5069 | -4.3855 | 30.68 | -1.1489 | 30.6328 | -4.1422
2526 | 32.5045 | -4.3877 | 32.5045 | -4.3877 | 30.6758 | -1.1531 | 30.629 | -4.1459
2527 | 32.502 | -4.39 | 32.502 | -4.39 | 30.6715 | -1.1574 | 30.6252 | -4.1496
2528 | 32.4995 | -4.3923 | 32.4995 | -4.3923 | 30.6672 | -1.1616 | 30.6215 | -4.1533
2529 | 32.497 | -4.3946 | 32.497 | -4.3946 | 30.663 | -1.1658 | 30.6177 | -4.157
2530 | 32.4946 | -4.3968 | 32.4946 | -4.3968 | 30.6587 | -1.17 | 30.6139 | -4.1607
2531 | 32.4921 | -4.3991 | 32.4921 | -4.3991 | 30.6544 | -1.1742 | 30.6102 | -4.1644
2532 | 32.4896 | -4.4014 | 32.4896 | -4.4014 | 30.6502 | -1.1785 | 30.6064 | -4.1681
2533 | 32.4872 | -4.4036 | 32.4872 | -4.4036 | 30.6459 | -1.1827 | 30.6026 | -4.1719
2534 | 32.4847 | -4.4059 | 32.4847 | -4.4059 | 30.6416 | -1.1869 | 30.5989 | -4.1756
2535 | 32.4823 | -4.4081 | 32.4823 | -4.4081 | 30.6374 | -1.1911 | 30.5951 | -4.1793
2536 | 32.4798 | -4.4104 | 32.4798 | -4.4104 | 30.6331 | -1.1953 | 30.5913 | -4.183
2537 | 32.4774 | -4.4126 | 32.4774 | -4.4126 | 30.6289 | -1.1996 | 30.5876 | -4.1867
2538 | 32.4749 | -4.4149 | 32.4749 | -4.4149 | 30.6246 | -1.2038 | 30.5838 | -4.1904
2539 | 32.4725 | -4.4171 | 32.4725 | -4.4171 | 30.6203 | -1.208 | 30.58 | -4.1941
2540 | 32.47 | -4.4194 | 32.47 | -4.4194 | 30.6161 | -1.2122 | 30.5763 | -4.1978
2541 | 32.4676 | -4.4216 | 32.4676 | -4.4216 | 30.6118 | -1.2165 | 30.5725 | -4.2015
2542 | 32.4651 | -4.4239 | 32.4651 | -4.4239 | 30.6075 | -1.2207 | 30.5688 | -4.2052
2543 | 32.4627 | -4.4261 | 32.4627 | -4.4261 | 30.6033 | -1.2249 | 30.565 | -4.2089
2544 | 32.4602 | -4.4283 | 32.4602 | -4.4283 | 30.599 | -1.2291 | 30.5612 | -4.2126
2545 | 32.4578 | -4.4306 | 32.4578 | -4.4306 | 30.5947 | -1.2333 | 30.5575 | -4.2163
2546 | 32.4554 | -4.4328 | 32.4554 | -4.4328 | 30.5905 | -1.2376 | 30.5537 | -4.22
2547 | 32.4529 | -4.435 | 32.4529 | -4.435 | 30.5862 | -1.2418 | 30.5499 | -4.2237
2548 | 32.4505 | -4.4373 | 32.4505 | -4.4373 | 30.5819 | -1.246 | 30.5462 | -4.2274
2549 | 32.4481 | -4.4395 | 32.4481 | -4.4395 | 30.5777 | -1.2502 | 30.5424 | -4.2311
2550 | 32.4457 | -4.4417 | 32.4457 | -4.4417 | 30.5734 | -1.2545 | 30.5386 | -4.2348
2551 | 32.4432 | -4.444 | 32.4432 | -4.444 | 30.5692 | -1.2587 | 30.5349 | -4.2386
2552 | 32.4408 | -4.4462 | 32.4408 | -4.4462 | 30.5649 | -1.2629 | 30.5311 | -4.2423
2553 | 32.4384 | -4.4484 | 32.4384 | -4.4484 | 30.5606 | -1.2671 | 30.5273 | -4.246
2554 | 32.436 | -4.4506 | 32.436 | -4.4506 | 30.5564 | -1.2714 | 30.5236 | -4.2497
2555 | 32.4335 | -4.4528 | 32.4335 | -4.4528 | 30.5521 | -1.2756 | 30.5198 | -4.2534
2556 | 32.4311 | -4.455 | 32.4311 | -4.455 | 30.5478 | -1.2798 | 30.516 | -4.2571
2557 | 32.4287 | -4.4573 | 32.4287 | -4.4573 | 30.5436 | -1.284 | 30.5123 | -4.2608
2558 | 32.4263 | -4.4595 | 32.4263 | -4.4595 | 30.5393 | -1.2882 | 30.5085 | -4.2645
2559 | 32.4239 | -4.4617 | 32.4239 | -4.4617 | 30.5349 | -1.2926 | 30.5047 | -4.2682
2560 | 32.4215 | -4.4639 | 32.4215 | -4.4639 | 30.5303 | -1.2972 | 30.5006 | -4.2723
2561 | 32.4191 | -4.4661 | 32.4191 | -4.4661 | 30.5257 | -1.3018 | 30.4964 | -4.2764
2562 | 32.4167 | -4.4683 | 32.4167 | -4.4683 | 30.521 | -1.3063 | 30.4922 | -4.2805
2563 | 32.4143 | -4.4705 | 32.4143 | -4.4705 | 30.5164 | -1.3109 | 30.4881 | -4.2846
2564 | 32.4119 | -4.4727 | 32.4119 | -4.4727 | 30.5118 | -1.3155 | 30.4839 | -4.2887
2565 | 32.4095 | -4.4749 | 32.4095 | -4.4749 | 30.5071 | -1.3201 | 30.4797 | -4.2928
2566 | 32.4071 | -4.4771 | 32.4071 | -4.4771 | 30.5025 | -1.3247 | 30.4756 | -4.2969
2567 | 32.4047 | -4.4793 | 32.4047 | -4.4793 | 30.4979 | -1.3293 | 30.4714 | -4.3011
2568 | 32.4023 | -4.4815 | 32.4023 | -4.4815 | 30.4932 | -1.3339 | 30.4672 | -4.3052
2569 | 32.3999 | -4.4837 | 32.3999 | -4.4837 | 30.4886 | -1.3385 | 30.4631 | -4.3093
2570 | 32.3975 | -4.4859 | 32.3975 | -4.4859 | 30.4839 | -1.3431 | 30.4589 | -4.3134
2571 | 32.3951 | -4.4881 | 32.3951 | -4.4881 | 30.4793 | -1.3477 | 30.4547 | -4.3175
2572 | 32.3927 | -4.4902 | 32.3927 | -4.4902 | 30.4747 | -1.3523 | 30.4506 | -4.3216
2573 | 32.3903 | -4.4924 | 32.3903 | -4.4924 | 30.47 | -1.3569 | 30.4464 | -4.3257
2574 | 32.3879 | -4.4946 | 32.3879 | -4.4946 | 30.4654 | -1.3615 | 30.4422 | -4.3298
2575 | 32.3855 | -4.4968 | 32.3855 | -4.4968 | 30.4608 | -1.366 | 30.4381 | -4.3339
2576 | 32.3831 | -4.499 | 32.3831 | -4.499 | 30.4561 | -1.3706 | 30.4339 | -4.338
2577 | 32.3807 | -4.5012 | 32.3807 | -4.5012 | 30.4515 | -1.3752 | 30.4297 | -4.3421
2578 | 32.3784 | -4.5033 | 32.3784 | -4.5033 | 30.4469 | -1.3798 | 30.4256 | -4.3462
2579 | 32.376 | -4.5055 | 32.376 | -4.5055 | 30.4422 | -1.3844 | 30.4214 | -4.3503
2580 | 32.3736 | -4.5077 | 32.3736 | -4.5077 | 30.4376 | -1.389 | 30.4172 | -4.3544
2581 | 32.3712 | -4.5099 | 32.3712 | -4.5099 | 30.433 | -1.3936 | 30.4131 | -4.3586
2582 | 32.3688 | -4.5121 | 32.3688 | -4.5121 | 30.4283 | -1.3982 | 30.4089 | -4.3627
2583 | 32.3665 | -4.5142 | 32.3665 | -4.5142 | 30.4237 | -1.4028 | 30.4047 | -4.3668
2584 | 32.3641 | -4.5164 | 32.3641 | -4.5164 | 30.4191 | -1.4074 | 30.4006 | -4.3709
2585 | 32.3617 | -4.5186 | 32.3617 | -4.5186 | 30.4144 | -1.412 | 30.3964 | -4.375
2586 | 32.3593 | -4.5208 | 32.3593 | -4.5208 | 30.4098 | -1.4166 | 30.3922 | -4.3791
2587 | 32.357 | -4.5229 | 32.357 | -4.5229 | 30.4052 | -1.4212 | 30.3881 | -4.3832
2588 | 32.3546 | -4.5251 | 32.3546 | -4.5251 | 30.4005 | -1.4258 | 30.3839 | -4.3873
2589 | 32.3522 | -4.5273 | 32.3522 | -4.5273 | 30.3959 | -1.4303 | 30.3797 | -4.3914
2590 | 32.3498 | -4.5294 | 32.3498 | -4.5294 | 30.3912 | -1.4349 | 30.3756 | -4.3955
2591 | 32.3475 | -4.5316 | 32.3475 | -4.5316 | 30.3866 | -1.4395 | 30.3714 | -4.3996
2592 | 32.3451 | -4.5338 | 32.3451 | -4.5338 | 30.382 | -1.4441 | 30.3672 | -4.4037
2593 | 32.3427 | -4.5359 | 32.3427 | -4.5359 | 30.3773 | -1.4487 | 30.3631 | -4.4078
2594 | 32.3404 | -4.5381 | 32.3404 | -4.5381 | 30.3727 | -1.4533 | 30.3589 | -4.4119
2595 | 32.338 | -4.5403 | 32.338 | -4.5403 | 30.3681 | -1.4579 | 30.3547 | -4.4161
2596 | 32.3356 | -4.5424 | 32.3356 | -4.5424 | 30.3634 | -1.4625 | 30.3506 | -4.4202
2597 | 32.3332 | -4.5446 | 32.3332 | -4.5446 | 30.3588 | -1.4671 | 30.3464 | -4.4243
2598 | 32.3309 | -4.5468 | 32.3309 | -4.5468 | 30.3542 | -1.4717 | 30.3422 | -4.4284
2599 | 32.3285 | -4.5489 | 32.3285 | -4.5489 | 30.3495 | -1.4763 | 30.338 | -4.4325
2600 | 32.3261 | -4.5511 | 32.3261 | -4.5511 | 30.3449 | -1.4809 | 30.3339 | -4.4366
2601 | 32.3238 | -4.5532 | 32.3238 | -4.5532 | 30.3403 | -1.4854 | 30.3297 | -4.4407
2602 | 32.3214 | -4.5554 | 32.3214 | -4.5554 | 30.3356 | -1.4901 | 30.3255 | -4.4448
2603 | 32.319 | -4.5576 | 32.319 | -4.5576 | 30.331 | -1.4946 | 30.3214 | -4.4489
2604 | 32.3167 | -4.5597 | 32.3167 | -4.5597 | 30.3264 | -1.4992 | 30.3172 | -4.453
2605 | 32.3143 | -4.5619 | 32.3143 | -4.5619 | 30.3217 | -1.5038 | 30.313 | -4.4571
2606 | 32.3119 | -4.5641 | 32.3119 | -4.5641 | 30.3171 | -1.5084 | 30.3089 | -4.4612
2607 | 32.3096 | -4.5662 | 32.3096 | -4.5662 | 30.3124 | -1.513 | 30.3047 | -4.4653
2608 | 32.3072 | -4.5684 | 32.3072 | -4.5684 | 30.3078 | -1.5176 | 30.3005 | -4.4695
2609 | 32.3048 | -4.5705 | 32.3048 | -4.5705 | 30.3031 | -1.5223 | 30.2964 | -4.4736
2610 | 32.3025 | -4.5727 | 32.3025 | -4.5727 | 30.298 | -1.5273 | 30.292 | -4.4779
2611 | 32.3001 | -4.5749 | 32.3001 | -4.5749 | 30.2929 | -1.5323 | 30.2876 | -4.4822
2612 | 32.2977 | -4.577 | 32.2977 | -4.577 | 30.2879 | -1.5374 | 30.2833 | -4.4865
2613 | 32.2954 | -4.5792 | 32.2954 | -4.5792 | 30.2828 | -1.5424 | 30.2789 | -4.4908
2614 | 32.293 | -4.5814 | 32.293 | -4.5814 | 30.2778 | -1.5474 | 30.2745 | -4.4951
2615 | 32.2906 | -4.5835 | 32.2906 | -4.5835 | 30.2727 | -1.5524 | 30.2702 | -4.4994
2616 | 32.2883 | -4.5857 | 32.2883 | -4.5857 | 30.2677 | -1.5574 | 30.2658 | -4.5037
2617 | 32.2859 | -4.5879 | 32.2859 | -4.5879 | 30.2626 | -1.5624 | 30.2614 | -4.508
2618 | 32.2835 | -4.59 | 32.2835 | -4.59 | 30.2576 | -1.5674 | 30.257 | -4.5123
2619 | 32.2811 | -4.5922 | 32.2811 | -4.5922 | 30.2525 | -1.5724 | 30.2527 | -4.5166
2620 | 32.2788 | -4.5943 | 32.2788 | -4.5943 | 30.2474 | -1.5775 | 30.2483 | -4.521
2621 | 32.2764 | -4.5965 | 32.2764 | -4.5965 | 30.2424 | -1.5825 | 30.2439 | -4.5253
2622 | 32.274 | -4.5987 | 32.274 | -4.5987 | 30.2373 | -1.5875 | 30.2396 | -4.5296
2623 | 32.2717 | -4.6009 | 32.2717 | -4.6009 | 30.2323 | -1.5925 | 30.2352 | -4.5339
2624 | 32.2693 | -4.603 | 32.2693 | -4.603 | 30.2272 | -1.5975 | 30.2308 | -4.5382
2625 | 32.2669 | -4.6052 | 32.2669 | -4.6052 | 30.2222 | -1.6025 | 30.2265 | -4.5425
2626 | 32.2645 | -4.6074 | 32.2645 | -4.6074 | 30.2171 | -1.6075 | 30.2221 | -4.5468
2627 | 32.2621 | -4.6095 | 32.2621 | -4.6095 | 30.2121 | -1.6125 | 30.2177 | -4.5511
2628 | 32.2598 | -4.6117 | 32.2598 | -4.6117 | 30.207 | -1.6176 | 30.2133 | -4.5554
2629 | 32.2574 | -4.6139 | 32.2574 | -4.6139 | 30.2019 | -1.6226 | 30.209 | -4.5597
2630 | 32.255 | -4.6161 | 32.255 | -4.6161 | 30.1969 | -1.6276 | 30.2046 | -4.564
2631 | 32.2526 | -4.6183 | 32.2526 | -4.6183 | 30.1918 | -1.6326 | 30.2002 | -4.5683
2632 | 32.2502 | -4.6204 | 32.2502 | -4.6204 | 30.1868 | -1.6376 | 30.1959 | -4.5727
2633 | 32.2478 | -4.6226 | 32.2478 | -4.6226 | 30.1817 | -1.6426 | 30.1915 | -4.577
2634 | 32.2454 | -4.6248 | 32.2454 | -4.6248 | 30.1767 | -1.6476 | 30.1871 | -4.5813
2635 | 32.2431 | -4.627 | 32.2431 | -4.627 | 30.1716 | -1.6526 | 30.1828 | -4.5856
2636 | 32.2407 | -4.6292 | 32.2407 | -4.6292 | 30.1666 | -1.6577 | 30.1784 | -4.5899
2637 | 32.2383 | -4.6314 | 32.2383 | -4.6314 | 30.1615 | -1.6627 | 30.174 | -4.5942
2638 | 32.2359 | -4.6335 | 32.2359 | -4.6335 | 30.1564 | -1.6677 | 30.1696 | -4.5985
2639 | 32.2335 | -4.6357 | 32.2335 | -4.6357 | 30.1514 | -1.6727 | 30.1653 | -4.6028
2640 | 32.2311 | -4.6379 | 32.2311 | -4.6379 | 30.1463 | -1.6777 | 30.1609 | -4.6071
2641 | 32.2287 | -4.6401 | 32.2287 | -4.6401 | 30.1413 | -1.6827 | 30.1565 | -4.6114
2642 | 32.2263 | -4.6423 | 32.2263 | -4.6423 | 30.1362 | -1.6877 | 30.1522 | -4.6158
2643 | 32.2239 | -4.6445 | 32.2239 | -4.6445 | 30.1312 | -1.6927 | 30.1478 | -4.6201
2644 | 32.2215 | -4.6467 | 32.2215 | -4.6467 | 30.1261 | -1.6978 | 30.1434 | -4.6244
2645 | 32.219 | -4.6489 | 32.219 | -4.6489 | 30.1211 | -1.7028 | 30.1391 | -4.6287
2646 | 32.2166 | -4.6511 | 32.2166 | -4.6511 | 30.116 | -1.7078 | 30.1347 | -4.633
2647 | 32.2142 | -4.6533 | 32.2142 | -4.6533 | 30.1109 | -1.7128 | 30.1303 | -4.6373
2648 | 32.2118 | -4.6556 | 32.2118 | -4.6556 | 30.1059 | -1.7178 | 30.1259 | -4.6416
2649 | 32.2094 | -4.6578 | 32.2094 | -4.6578 | 30.1008 | -1.7228 | 30.1216 | -4.6459
2650 | 32.207 | -4.66 | 32.207 | -4.66 | 30.0958 | -1.7278 | 30.1172 | -4.6502
2651 | 32.2045 | -4.6622 | 32.2045 | -4.6622 | 30.0907 | -1.7328 | 30.1128 | -4.6545
2652 | 32.2021 | -4.6644 | 32.2021 | -4.6644 | 30.0857 | -1.7379 | 30.1085 | -4.6588
2653 | 32.1997 | -4.6666 | 32.1997 | -4.6666 | 30.0806 | -1.7429 | 30.1041 | -4.6631
2654 | 32.1972 | -4.6689 | 32.1972 | -4.6689 | 30.0755 | -1.7479 | 30.0997 | -4.6675
2655 | 32.1948 | -4.6711 | 32.1948 | -4.6711 | 30.0705 | -1.7529 | 30.0953 | -4.6718
2656 | 32.1924 | -4.6733 | 32.1924 | -4.6733 | 30.0654 | -1.7579 | 30.091 | -4.6761
2657 | 32.1899 | -4.6756 | 32.1899 | -4.6756 | 30.0604 | -1.7629 | 30.0866 | -4.6804
2658 | 32.1875 | -4.6778 | 32.1875 | -4.6778 | 30.0553 | -1.7679 | 30.0822 | -4.6847
2659 | 32.185 | -4.68 | 32.185 | -4.68 | 30.0503 | -1.7729 | 30.0779 | -4.689
2660 | 32.1826 | -4.6823 | 32.1826 | -4.6823 | 30.0454 | -1.7777 | 30.0735 | -4.6933
2661 | 32.1801 | -4.6845 | 32.1801 | -4.6845 | 30.0406 | -1.7826 | 30.0691 | -4.6976
2662 | 32.1777 | -4.6868 | 32.1777 | -4.6868 | 30.0357 | -1.7874 | 30.0648 | -4.7019
2663 | 32.1752 | -4.689 | 32.1752 | -4.689 | 30.0308 | -1.7922 | 30.0604 | -4.7062
2664 | 32.1727 | -4.6913 | 32.1727 | -4.6913 | 30.0259 | -1.7971 | 30.056 | -4.7106
2665 | 32.1703 | -4.6936 | 32.1703 | -4.6936 | 30.021 | -1.8019 | 30.0516 | -4.7149
2666 | 32.1678 | -4.6958 | 32.1678 | -4.6958 | 30.0161 | -1.8068 | 30.0473 | -4.7192
2667 | 32.1653 | -4.6981 | 32.1653 | -4.6981 | 30.0113 | -1.8116 | 30.0429 | -4.7235
2668 | 32.1628 | -4.7004 | 32.1628 | -4.7004 | 30.0064 | -1.8164 | 30.0385 | -4.7278
2669 | 32.1604 | -4.7026 | 32.1604 | -4.7026 | 30.0015 | -1.8213 | 30.0341 | -4.7321
2670 | 32.1579 | -4.7049 | 32.1579 | -4.7049 | 29.9966 | -1.8261 | 30.0298 | -4.7364
2671 | 32.1554 | -4.7072 | 32.1554 | -4.7072 | 29.9917 | -1.831 | 30.0254 | -4.7407
2672 | 32.1529 | -4.7095 | 32.1529 | -4.7095 | 29.9868 | -1.8358 | 30.021 | -4.745
2673 | 32.1504 | -4.7118 | 32.1504 | -4.7118 | 29.982 | -1.8406 | 30.0167 | -4.7494
2674 | 32.1479 | -4.7141 | 32.1479 | -4.7141 | 29.9771 | -1.8455 | 30.0123 | -4.7537
2675 | 32.1454 | -4.7164 | 32.1454 | -4.7164 | 29.9722 | -1.8503 | 30.0079 | -4.758
2676 | 32.1429 | -4.7187 | 32.1429 | -4.7187 | 29.9673 | -1.8552 | 30.0035 | -4.7623
2677 | 32.1404 | -4.721 | 32.1404 | -4.721 | 29.9624 | -1.86 | 29.9992 | -4.7666
2678 | 32.1378 | -4.7233 | 32.1378 | -4.7233 | 29.9576 | -1.8648 | 29.9948 | -4.7709
2679 | 32.1353 | -4.7256 | 32.1353 | -4.7256 | 29.9527 | -1.8697 | 29.9904 | -4.7752
2680 | 32.1328 | -4.7279 | 32.1328 | -4.7279 | 29.9478 | -1.8745 | 29.986 | -4.7795
2681 | 32.1303 | -4.7302 | 32.1303 | -4.7302 | 29.9429 | -1.8794 | 29.9817 | -4.7839
2682 | 32.1277 | -4.7326 | 32.1277 | -4.7326 | 29.938 | -1.8842 | 29.9773 | -4.7882
2683 | 32.1252 | -4.7349 | 32.1252 | -4.7349 | 29.9331 | -1.889 | 29.9729 | -4.7925
2684 | 32.1226 | -4.7372 | 32.1226 | -4.7372 | 29.9283 | -1.8939 | 29.9686 | -4.7968
2685 | 32.1201 | -4.7396 | 32.1201 | -4.7396 | 29.9234 | -1.8987 | 29.9642 | -4.8011
2686 | 32.1176 | -4.7419 | 32.1176 | -4.7419 | 29.9185 | -1.9036 | 29.9598 | -4.8054
2687 | 32.115 | -4.7442 | 32.115 | -4.7442 | 29.9136 | -1.9084 | 29.9554 | -4.8097
2688 | 32.1124 | -4.7466 | 32.1124 | -4.7466 | 29.9087 | -1.9132 | 29.9511 | -4.814
2689 | 32.1099 | -4.749 | 32.1099 | -4.749 | 29.9038 | -1.9181 | 29.9467 | -4.8183
2690 | 32.1073 | -4.7513 | 32.1073 | -4.7513 | 29.899 | -1.9229 | 29.9423 | -4.8227
2691 | 32.1047 | -4.7537 | 32.1047 | -4.7537 | 29.8941 | -1.9277 | 29.9379 | -4.827
2692 | 32.1021 | -4.7561 | 32.1021 | -4.7561 | 29.8892 | -1.9326 | 29.9336 | -4.8313
2693 | 32.0996 | -4.7584 | 32.0996 | -4.7584 | 29.8843 | -1.9374 | 29.9292 | -4.8356
2694 | 32.097 | -4.7608 | 32.097 | -4.7608 | 29.8794 | -1.9423 | 29.9248 | -4.8399
2695 | 32.0944 | -4.7632 | 32.0944 | -4.7632 | 29.8745 | -1.9471 | 29.9205 | -4.8442
2696 | 32.0918 | -4.7656 | 32.0918 | -4.7656 | 29.8697 | -1.9519 | 29.9161 | -4.8485
2697 | 32.0892 | -4.768 | 32.0892 | -4.768 | 29.8648 | -1.9568 | 29.9117 | -4.8528
2698 | 32.0866 | -4.7704 | 32.0866 | -4.7704 | 29.8599 | -1.9616 | 29.9073 | -4.8571
2699 | 32.084 | -4.7728 | 32.084 | -4.7728 | 29.855 | -1.9665 | 29.903 | -4.8614
2700 | 32.0813 | -4.7752 | 32.0813 | -4.7752 | 29.8501 | -1.9713 | 29.8986 | -4.8658
2701 | 32.0787 | -4.7776 | 32.0787 | -4.7776 | 29.8452 | -1.9761 | 29.8942 | -4.8701
2702 | 32.0761 | -4.78 | 32.0761 | -4.78 | 29.8404 | -1.981 | 29.8898 | -4.8744
2703 | 32.0735 | -4.7824 | 32.0735 | -4.7824 | 29.8355 | -1.9858 | 29.8855 | -4.8787
2704 | 32.0708 | -4.7849 | 32.0708 | -4.7849 | 29.8306 | -1.9907 | 29.8811 | -4.883
2705 | 32.0682 | -4.7873 | 32.0682 | -4.7873 | 29.8257 | -1.9955 | 29.8767 | -4.8873
2706 | 32.0655 | -4.7897 | 32.0655 | -4.7897 | 29.8208 | -2.0003 | 29.8724 | -4.8916
2707 | 32.0629 | -4.7922 | 32.0629 | -4.7922 | 29.8159 | -2.0052 | 29.868 | -4.8959
2708 | 32.0602 | -4.7946 | 32.0602 | -4.7946 | 29.8111 | -2.01 | 29.8636 | -4.9002
2709 | 32.0576 | -4.7971 | 32.0576 | -4.7971 | 29.8063 | -2.0147 | 29.8592 | -4.9046
2710 | 32.0549 | -4.7995 | 32.0549 | -4.7995 | 29.8017 | -2.0193 | 29.8547 | -4.9091
2711 | 32.0522 | -4.802 | 32.0522 | -4.802 | 29.7972 | -2.0238 | 29.8501 | -4.9136
2712 | 32.0495 | -4.8045 | 32.0495 | -4.8045 | 29.7926 | -2.0283 | 29.8455 | -4.9181
2713 | 32.0469 | -4.8069 | 32.0469 | -4.8069 | 29.788 | -2.0328 | 29.8409 | -4.9226
2714 | 32.0442 | -4.8094 | 32.0442 | -4.8094 | 29.7834 | -2.0374 | 29.8364 | -4.9271
2715 | 32.0415 | -4.8119 | 32.0415 | -4.8119 | 29.7789 | -2.0419 | 29.8318 | -4.9316
2716 | 32.0388 | -4.8144 | 32.0388 | -4.8144 | 29.7743 | -2.0464 | 29.8272 | -4.9361
2717 | 32.0361 | -4.8169 | 32.0361 | -4.8169 | 29.7697 | -2.0509 | 29.8226 | -4.9407
2718 | 32.0334 | -4.8194 | 32.0334 | -4.8194 | 29.7652 | -2.0555 | 29.8181 | -4.9452
2719 | 32.0306 | -4.8219 | 32.0306 | -4.8219 | 29.7606 | -2.06 | 29.8135 | -4.9497
2720 | 32.0279 | -4.8244 | 32.0279 | -4.8244 | 29.756 | -2.0645 | 29.8089 | -4.9542
2721 | 32.0252 | -4.8269 | 32.0252 | -4.8269 | 29.7514 | -2.0691 | 29.8043 | -4.9587
2722 | 32.0225 | -4.8294 | 32.0225 | -4.8294 | 29.7469 | -2.0736 | 29.7998 | -4.9632
2723 | 32.0197 | -4.8319 | 32.0197 | -4.8319 | 29.7423 | -2.0781 | 29.7952 | -4.9677
2724 | 32.017 | -4.8345 | 32.017 | -4.8345 | 29.7377 | -2.0826 | 29.7906 | -4.9722
2725 | 32.0142 | -4.837 | 32.0142 | -4.837 | 29.7332 | -2.0872 | 29.786 | -4.9768
2726 | 32.0115 | -4.8396 | 32.0115 | -4.8396 | 29.7286 | -2.0917 | 29.7815 | -4.9813
2727 | 32.0087 | -4.8421 | 32.0087 | -4.8421 | 29.724 | -2.0962 | 29.7769 | -4.9858
2728 | 32.006 | -4.8447 | 32.006 | -4.8447 | 29.7195 | -2.1007 | 29.7723 | -4.9903
2729 | 32.0032 | -4.8472 | 32.0032 | -4.8472 | 29.7149 | -2.1053 | 29.7677 | -4.9948
2730 | 32.0004 | -4.8498 | 32.0004 | -4.8498 | 29.7103 | -2.1098 | 29.7632 | -4.9993
2731 | 31.9977 | -4.8523 | 31.9977 | -4.8523 | 29.7057 | -2.1143 | 29.7586 | -5.0038
2732 | 31.9949 | -4.8549 | 31.9949 | -4.8549 | 29.7012 | -2.1189 | 29.754 | -5.0084
2733 | 31.9921 | -4.8575 | 31.9921 | -4.8575 | 29.6966 | -2.1234 | 29.7494 | -5.0129
2734 | 31.9893 | -4.8601 | 31.9893 | -4.8601 | 29.692 | -2.1279 | 29.7449 | -5.0174
2735 | 31.9865 | -4.8627 | 31.9865 | -4.8627 | 29.6875 | -2.1324 | 29.7403 | -5.0219
2736 | 31.9837 | -4.8653 | 31.9837 | -4.8653 | 29.6829 | -2.137 | 29.7357 | -5.0264
2737 | 31.9809 | -4.8679 | 31.9809 | -4.8679 | 29.6783 | -2.1415 | 29.7311 | -5.0309
2738 | 31.9781 | -4.8705 | 31.9781 | -4.8705 | 29.6738 | -2.146 | 29.7266 | -5.0354
2739 | 31.9752 | -4.8731 | 31.9752 | -4.8731 | 29.6692 | -2.1505 | 29.722 | -5.0399
2740 | 31.9724 | -4.8757 | 31.9724 | -4.8757 | 29.6646 | -2.1551 | 29.7174 | -5.0445
2741 | 31.9696 | -4.8783 | 31.9696 | -4.8783 | 29.66 | -2.1596 | 29.7128 | -5.049
2742 | 31.9667 | -4.8809 | 31.9667 | -4.8809 | 29.6555 | -2.1641 | 29.7083 | -5.0535
2743 | 31.9639 | -4.8836 | 31.9639 | -4.8836 | 29.6509 | -2.1686 | 29.7037 | -5.058
2744 | 31.961 | -4.8862 | 31.961 | -4.8862 | 29.6463 | -2.1732 | 29.6991 | -5.0625
2745 | 31.9582 | -4.8889 | 31.9582 | -4.8889 | 29.6418 | -2.1777 | 29.6945 | -5.067
2746 | 31.9553 | -4.8915 | 31.9553 | -4.8915 | 29.6372 | -2.1822 | 29.69 | -5.0715
2747 | 31.9524 | -4.8942 | 31.9524 | -4.8942 | 29.6326 | -2.1867 | 29.6854 | -5.0761
2748 | 31.9496 | -4.8968 | 31.9496 | -4.8968 | 29.628 | -2.1913 | 29.6808 | -5.0806
2749 | 31.9467 | -4.8995 | 31.9467 | -4.8995 | 29.6235 | -2.1958 | 29.6762 | -5.0851
2750 | 31.9438 | -4.9022 | 31.9438 | -4.9022 | 29.6189 | -2.2003 | 29.6716 | -5.0896
2751 | 31.9409 | -4.9048 | 31.9409 | -4.9048 | 29.6143 | -2.2048 | 29.6671 | -5.0941
2752 | 31.938 | -4.9075 | 31.938 | -4.9075 | 29.6098 | -2.2094 | 29.6625 | -5.0986
2753 | 31.9351 | -4.9102 | 31.9351 | -4.9102 | 29.6052 | -2.2139 | 29.6579 | -5.1031
2754 | 31.9322 | -4.9129 | 31.9322 | -4.9129 | 29.6006 | -2.2184 | 29.6533 | -5.1076
2755 | 31.9293 | -4.9156 | 31.9293 | -4.9156 | 29.5961 | -2.2229 | 29.6488 | -5.1121
2756 | 31.9264 | -4.9183 | 31.9264 | -4.9183 | 29.5915 | -2.2275 | 29.6442 | -5.1167
2757 | 31.9235 | -4.921 | 31.9235 | -4.921 | 29.5869 | -2.232 | 29.6396 | -5.1212
2758 | 31.9205 | -4.9237 | 31.9205 | -4.9237 | 29.5823 | -2.2365 | 29.635 | -5.1257
2759 | 31.9176 | -4.9265 | 31.9176 | -4.9265 | 29.5778 | -2.241 | 29.6305 | -5.1302
2760 | 31.9147 | -4.9292 | 31.9147 | -4.9292 | 29.5734 | -2.2454 | 29.6261 | -5.1345
2761 | 31.9117 | -4.9319 | 31.9117 | -4.9319 | 29.569 | -2.2497 | 29.6217 | -5.1388
2762 | 31.9088 | -4.9347 | 31.9088 | -4.9347 | 29.5646 | -2.2541 | 29.6173 | -5.1431
2763 | 31.9058 | -4.9374 | 31.9058 | -4.9374 | 29.5602 | -2.2584 | 29.613 | -5.1475
2764 | 31.9028 | -4.9402 | 31.9028 | -4.9402 | 29.5558 | -2.2628 | 29.6086 | -5.1518
2765 | 31.8999 | -4.9429 | 31.8999 | -4.9429 | 29.5514 | -2.2672 | 29.6042 | -5.1561
2766 | 31.8969 | -4.9457 | 31.8969 | -4.9457 | 29.547 | -2.2715 | 29.5998 | -5.1604
2767 | 31.8939 | -4.9484 | 31.8939 | -4.9484 | 29.5426 | -2.2759 | 29.5954 | -5.1647
2768 | 31.8909 | -4.9512 | 31.8909 | -4.9512 | 29.5382 | -2.2803 | 29.5911 | -5.169
2769 | 31.8879 | -4.954 | 31.8879 | -4.954 | 29.5338 | -2.2846 | 29.5867 | -5.1734
2770 | 31.8849 | -4.9568 | 31.8849 | -4.9568 | 29.5294 | -2.289 | 29.5823 | -5.1777
2771 | 31.8819 | -4.9596 | 31.8819 | -4.9596 | 29.525 | -2.2933 | 29.5779 | -5.182
2772 | 31.8789 | -4.9624 | 31.8789 | -4.9624 | 29.5205 | -2.2977 | 29.5736 | -5.1863
2773 | 31.8759 | -4.9652 | 31.8759 | -4.9652 | 29.5161 | -2.3021 | 29.5692 | -5.1906
2774 | 31.8729 | -4.968 | 31.8729 | -4.968 | 29.5117 | -2.3064 | 29.5648 | -5.1949
2775 | 31.8699 | -4.9708 | 31.8699 | -4.9708 | 29.5073 | -2.3108 | 29.5604 | -5.1992
2776 | 31.8668 | -4.9736 | 31.8668 | -4.9736 | 29.5029 | -2.3152 | 29.556 | -5.2035
2777 | 31.8638 | -4.9764 | 31.8638 | -4.9764 | 29.4985 | -2.3195 | 29.5517 | -5.2079
2778 | 31.8608 | -4.9793 | 31.8608 | -4.9793 | 29.4941 | -2.3239 | 29.5473 | -5.2122
2779 | 31.8577 | -4.9821 | 31.8577 | -4.9821 | 29.4897 | -2.3282 | 29.5429 | -5.2165
2780 | 31.8546 | -4.9849 | 31.8546 | -4.9849 | 29.4853 | -2.3326 | 29.5385 | -5.2208
2781 | 31.8516 | -4.9878 | 31.8516 | -4.9878 | 29.4809 | -2.337 | 29.5342 | -5.2251
2782 | 31.8485 | -4.9906 | 31.8485 | -4.9906 | 29.4765 | -2.3413 | 29.5298 | -5.2294
2783 | 31.8454 | -4.9935 | 31.8454 | -4.9935 | 29.4721 | -2.3457 | 29.5254 | -5.2337
2784 | 31.8424 | -4.9964 | 31.8424 | -4.9964 | 29.4677 | -2.35 | 29.521 | -5.2381
2785 | 31.8393 | -4.9992 | 31.8393 | -4.9992 | 29.4633 | -2.3544 | 29.5167 | -5.2424
2786 | 31.8362 | -5.0021 | 31.8362 | -5.0021 | 29.4588 | -2.3588 | 29.5123 | -5.2467
2787 | 31.8331 | -5.005 | 31.8331 | -5.005 | 29.4544 | -2.3631 | 29.5079 | -5.251
2788 | 31.83 | -5.0079 | 31.83 | -5.0079 | 29.45 | -2.3675 | 29.5035 | -5.2553
2789 | 31.8269 | -5.0108 | 31.8269 | -5.0108 | 29.4456 | -2.3719 | 29.4991 | -5.2596
2790 | 31.8238 | -5.0137 | 31.8238 | -5.0137 | 29.4412 | -2.3762 | 29.4948 | -5.264
2791 | 31.8207 | -5.0166 | 31.8207 | -5.0166 | 29.4368 | -2.3806 | 29.4904 | -5.2683
2792 | 31.8175 | -5.0195 | 31.8175 | -5.0195 | 29.4324 | -2.3849 | 29.486 | -5.2726
2793 | 31.8144 | -5.0224 | 31.8144 | -5.0224 | 29.428 | -2.3893 | 29.4816 | -5.2769
2794 | 31.8113 | -5.0253 | 31.8113 | -5.0253 | 29.4236 | -2.3937 | 29.4773 | -5.2812
2795 | 31.8081 | -5.0283 | 31.8081 | -5.0283 | 29.4192 | -2.398 | 29.4729 | -5.2855
2796 | 31.805 | -5.0312 | 31.805 | -5.0312 | 29.4148 | -2.4024 | 29.4685 | -5.2899
2797 | 31.8018 | -5.0341 | 31.8018 | -5.0341 | 29.4104 | -2.4068 | 29.4641 | -5.2942
2798 | 31.7986 | -5.0371 | 31.7986 | -5.0371 | 29.406 | -2.4111 | 29.4597 | -5.2985
2799 | 31.7955 | -5.04 | 31.7955 | -5.04 | 29.4016 | -2.4155 | 29.4554 | -5.3028
2800 | 31.7923 | -5.043 | 31.7923 | -5.043 | 29.3972 | -2.4198 | 29.451 | -5.3071
2801 | 31.7891 | -5.046 | 31.7891 | -5.046 | 29.3927 | -2.4242 | 29.4466 | -5.3114
2802 | 31.7859 | -5.0489 | 31.7859 | -5.0489 | 29.3883 | -2.4286 | 29.4422 | -5.3157
2803 | 31.7828 | -5.0519 | 31.7828 | -5.0519 | 29.3839 | -2.4329 | 29.4379 | -5.3201
2804 | 31.7796 | -5.0549 | 31.7796 | -5.0549 | 29.3795 | -2.4373 | 29.4335 | -5.3244
2805 | 31.7764 | -5.0579 | 31.7764 | -5.0579 | 29.3751 | -2.4417 | 29.4291 | -5.3287
2806 | 31.7731 | -5.0609 | 31.7731 | -5.0609 | 29.3707 | -2.446 | 29.4247 | -5.333
2807 | 31.7699 | -5.0639 | 31.7699 | -5.0639 | 29.3663 | -2.4504 | 29.4203 | -5.3373
2808 | 31.7667 | -5.0669 | 31.7667 | -5.0669 | 29.3619 | -2.4548 | 29.416 | -5.3416
2809 | 31.7635 | -5.0699 | 31.7635 | -5.0699 | 29.3574 | -2.4592 | 29.4116 | -5.3459
2810 | 31.7602 | -5.0729 | 31.7602 | -5.0729 | 29.3528 | -2.4637 | 29.4074 | -5.3501
2811 | 31.757 | -5.0759 | 31.757 | -5.0759 | 29.3482 | -2.4683 | 29.4032 | -5.3542
2812 | 31.7538 | -5.079 | 31.7538 | -5.079 | 29.3436 | -2.4728 | 29.399 | -5.3583
2813 | 31.7505 | -5.082 | 31.7505 | -5.082 | 29.339 | -2.4774 | 29.3949 | -5.3624
2814 | 31.7473 | -5.085 | 31.7473 | -5.085 | 29.3344 | -2.4819 | 29.3907 | -5.3665
2815 | 31.744 | -5.0881 | 31.744 | -5.0881 | 29.3299 | -2.4865 | 29.3865 | -5.3706
2816 | 31.7407 | -5.0911 | 31.7407 | -5.0911 | 29.3253 | -2.491 | 29.3823 | -5.3747
2817 | 31.7374 | -5.0942 | 31.7374 | -5.0942 | 29.3207 | -2.4956 | 29.3781 | -5.3789
2818 | 31.7342 | -5.0973 | 31.7342 | -5.0973 | 29.3161 | -2.5001 | 29.374 | -5.383
2819 | 31.7309 | -5.1003 | 31.7309 | -5.1003 | 29.3115 | -2.5047 | 29.3698 | -5.3871
2820 | 31.7276 | -5.1034 | 31.7276 | -5.1034 | 29.3069 | -2.5092 | 29.3656 | -5.3912
2821 | 31.7243 | -5.1065 | 31.7243 | -5.1065 | 29.3023 | -2.5138 | 29.3614 | -5.3953
2822 | 31.721 | -5.1096 | 31.721 | -5.1096 | 29.2977 | -2.5183 | 29.3572 | -5.3994
2823 | 31.7177 | -5.1127 | 31.7177 | -5.1127 | 29.2931 | -2.5229 | 29.3531 | -5.4036
2824 | 31.7143 | -5.1158 | 31.7143 | -5.1158 | 29.2885 | -2.5274 | 29.3489 | -5.4077
2825 | 31.711 | -5.1189 | 31.711 | -5.1189 | 29.2839 | -2.532 | 29.3447 | -5.4118
2826 | 31.7077 | -5.122 | 31.7077 | -5.122 | 29.2793 | -2.5365 | 29.3405 | -5.4159
2827 | 31.7044 | -5.1251 | 31.7044 | -5.1251 | 29.2747 | -2.5411 | 29.3363 | -5.42
2828 | 31.701 | -5.1283 | 31.701 | -5.1283 | 29.2701 | -2.5456 | 29.3322 | -5.4242
2829 | 31.6977 | -5.1314 | 31.6977 | -5.1314 | 29.2655 | -2.5501 | 29.328 | -5.4283
2830 | 31.6943 | -5.1345 | 31.6943 | -5.1345 | 29.261 | -2.5547 | 29.3238 | -5.4324
2831 | 31.6909 | -5.1377 | 31.6909 | -5.1377 | 29.2564 | -2.5593 | 29.3196 | -5.4365
2832 | 31.6876 | -5.1408 | 31.6876 | -5.1408 | 29.2518 | -2.5638 | 29.3154 | -5.4406
2833 | 31.6842 | -5.144 | 31.6842 | -5.144 | 29.2472 | -2.5684 | 29.3113 | -5.4447
2834 | 31.6808 | -5.1471 | 31.6808 | -5.1471 | 29.2426 | -2.5729 | 29.3071 | -5.4489
2835 | 31.6774 | -5.1503 | 31.6774 | -5.1503 | 29.238 | -2.5774 | 29.3029 | -5.453
2836 | 31.674 | -5.1535 | 31.674 | -5.1535 | 29.2334 | -2.582 | 29.2987 | -5.4571
2837 | 31.6707 | -5.1567 | 31.6707 | -5.1567 | 29.2288 | -2.5865 | 29.2945 | -5.4612
2838 | 31.6672 | -5.1599 | 31.6672 | -5.1599 | 29.2242 | -2.5911 | 29.2904 | -5.4653
2839 | 31.6638 | -5.163 | 31.6638 | -5.163 | 29.2196 | -2.5956 | 29.2862 | -5.4694
2840 | 31.6604 | -5.1662 | 31.6604 | -5.1662 | 29.215 | -2.6002 | 29.282 | -5.4736
2841 | 31.657 | -5.1695 | 31.657 | -5.1695 | 29.2104 | -2.6047 | 29.2778 | -5.4777
2842 | 31.6536 | -5.1727 | 31.6536 | -5.1727 | 29.2058 | -2.6093 | 29.2736 | -5.4818
2843 | 31.6501 | -5.1759 | 31.6501 | -5.1759 | 29.2012 | -2.6138 | 29.2695 | -5.4859
2844 | 31.6467 | -5.1791 | 31.6467 | -5.1791 | 29.1966 | -2.6184 | 29.2653 | -5.49
2845 | 31.6433 | -5.1823 | 31.6433 | -5.1823 | 29.1921 | -2.6229 | 29.2611 | -5.4941
2846 | 31.6398 | -5.1856 | 31.6398 | -5.1856 | 29.1875 | -2.6275 | 29.2569 | -5.4982
2847 | 31.6364 | -5.1888 | 31.6364 | -5.1888 | 29.1829 | -2.632 | 29.2527 | -5.5024
2848 | 31.6329 | -5.192 | 31.6329 | -5.192 | 29.1783 | -2.6366 | 29.2486 | -5.5065
2849 | 31.6294 | -5.1953 | 31.6294 | -5.1953 | 29.1737 | -2.6411 | 29.2444 | -5.5106
2850 | 31.6259 | -5.1986 | 31.6259 | -5.1986 | 29.1691 | -2.6457 | 29.2402 | -5.5147
2851 | 31.6225 | -5.2018 | 31.6225 | -5.2018 | 29.1645 | -2.6502 | 29.236 | -5.5188
2852 | 31.619 | -5.2051 | 31.619 | -5.2051 | 29.1599 | -2.6548 | 29.2318 | -5.5229
2853 | 31.6155 | -5.2084 | 31.6155 | -5.2084 | 29.1553 | -2.6593 | 29.2277 | -5.5271
2854 | 31.612 | -5.2116 | 31.612 | -5.2116 | 29.1507 | -2.6639 | 29.2235 | -5.5312
2855 | 31.6085 | -5.2149 | 31.6085 | -5.2149 | 29.1461 | -2.6684 | 29.2193 | -5.5353
2856 | 31.605 | -5.2182 | 31.605 | -5.2182 | 29.1415 | -2.673 | 29.2151 | -5.5394
2857 | 31.6015 | -5.2215 | 31.6015 | -5.2215 | 29.1369 | -2.6775 | 29.2109 | -5.5435
2858 | 31.598 | -5.2248 | 31.598 | -5.2248 | 29.1323 | -2.6821 | 29.2068 | -5.5476
2859 | 31.5944 | -5.2281 | 31.5944 | -5.2281 | 29.1276 | -2.6867 | 29.2026 | -5.5518
2860 | 31.5909 | -5.2314 | 31.5909 | -5.2314 | 29.1228 | -2.6915 | 29.1984 | -5.5559
2861 | 31.5874 | -5.2347 | 31.5874 | -5.2347 | 29.1179 | -2.6963 | 29.1942 | -5.56
2862 | 31.5838 | -5.2381 | 31.5838 | -5.2381 | 29.1131 | -2.7012 | 29.19 | -5.5641
2863 | 31.5803 | -5.2414 | 31.5803 | -5.2414 | 29.1082 | -2.706 | 29.1858 | -5.5682
2864 | 31.5767 | -5.2447 | 31.5767 | -5.2447 | 29.1033 | -2.7108 | 29.1817 | -5.5724
2865 | 31.5732 | -5.2481 | 31.5732 | -5.2481 | 29.0985 | -2.7156 | 29.1775 | -5.5765
2866 | 31.5696 | -5.2514 | 31.5696 | -5.2514 | 29.0936 | -2.7204 | 29.1733 | -5.5806
2867 | 31.566 | -5.2548 | 31.566 | -5.2548 | 29.0888 | -2.7252 | 29.1691 | -5.5847
2868 | 31.5625 | -5.2581 | 31.5625 | -5.2581 | 29.0839 | -2.73 | 29.1649 | -5.5888
2869 | 31.5589 | -5.2615 | 31.5589 | -5.2615 | 29.079 | -2.7348 | 29.1607 | -5.593
2870 | 31.5553 | -5.2648 | 31.5553 | -5.2648 | 29.0742 | -2.7397 | 29.1566 | -5.5971
2871 | 31.5517 | -5.2682 | 31.5517 | -5.2682 | 29.0693 | -2.7445 | 29.1524 | -5.6012
2872 | 31.5481 | -5.2716 | 31.5481 | -5.2716 | 29.0645 | -2.7493 | 29.1482 | -5.6053
2873 | 31.5445 | -5.275 | 31.5445 | -5.275 | 29.0596 | -2.7541 | 29.144 | -5.6094
2874 | 31.5409 | -5.2784 | 31.5409 | -5.2784 | 29.0547 | -2.7589 | 29.1398 | -5.6136
2875 | 31.5373 | -5.2817 | 31.5373 | -5.2817 | 29.0499 | -2.7637 | 29.1356 | -5.6177
2876 | 31.5337 | -5.2851 | 31.5337 | -5.2851 | 29.045 | -2.7685 | 29.1315 | -5.6218
2877 | 31.5301 | -5.2885 | 31.5301 | -5.2885 | 29.0402 | -2.7734 | 29.1273 | -5.6259
2878 | 31.5265 | -5.2919 | 31.5265 | -5.2919 | 29.0353 | -2.7782 | 29.1231 | -5.63
2879 | 31.5228 | -5.2954 | 31.5228 | -5.2954 | 29.0305 | -2.783 | 29.1189 | -5.6341
2880 | 31.5192 | -5.2988 | 31.5192 | -5.2988 | 29.0256 | -2.7878 | 29.1147 | -5.6383
2881 | 31.5156 | -5.3022 | 31.5156 | -5.3022 | 29.0207 | -2.7926 | 29.1106 | -5.6424
2882 | 31.5119 | -5.3056 | 31.5119 | -5.3056 | 29.0159 | -2.7974 | 29.1064 | -5.6465
2883 | 31.5083 | -5.309 | 31.5083 | -5.309 | 29.011 | -2.8022 | 29.1022 | -5.6506
2884 | 31.5046 | -5.3125 | 31.5046 | -5.3125 | 29.0062 | -2.807 | 29.098 | -5.6547
2885 | 31.501 | -5.3159 | 31.501 | -5.3159 | 29.0013 | -2.8119 | 29.0938 | -5.6589
2886 | 31.4973 | -5.3194 | 31.4973 | -5.3194 | 28.9964 | -2.8167 | 29.0896 | -5.663
2887 | 31.4936 | -5.3228 | 31.4936 | -5.3228 | 28.9916 | -2.8215 | 29.0855 | -5.6671
2888 | 31.49 | -5.3262 | 31.49 | -5.3262 | 28.9867 | -2.8263 | 29.0813 | -5.6712
2889 | 31.4863 | -5.3297 | 31.4863 | -5.3297 | 28.9819 | -2.8311 | 29.0771 | -5.6753
2890 | 31.4826 | -5.3332 | 31.4826 | -5.3332 | 28.977 | -2.8359 | 29.0729 | -5.6794
2891 | 31.4789 | -5.3366 | 31.4789 | -5.3366 | 28.9722 | -2.8407 | 29.0687 | -5.6836
2892 | 31.4753 | -5.3401 | 31.4753 | -5.3401 | 28.9673 | -2.8455 | 29.0645 | -5.6877
2893 | 31.4716 | -5.3436 | 31.4716 | -5.3436 | 28.9624 | -2.8504 | 29.0604 | -5.6918
2894 | 31.4679 | -5.347 | 31.4679 | -5.347 | 28.9576 | -2.8552 | 29.0562 | -5.6959
2895 | 31.4642 | -5.3505 | 31.4642 | -5.3505 | 28.9527 | -2.86 | 29.052 | -5.7
2896 | 31.4605 | -5.354 | 31.4605 | -5.354 | 28.9479 | -2.8648 | 29.0478 | -5.7042
2897 | 31.4568 | -5.3575 | 31.4568 | -5.3575 | 28.943 | -2.8696 | 29.0436 | -5.7083
2898 | 31.4531 | -5.361 | 31.4531 | -5.361 | 28.9381 | -2.8744 | 29.0394 | -5.7124
2899 | 31.4493 | -5.3645 | 31.4493 | -5.3645 | 28.9333 | -2.8792 | 29.0353 | -5.7165
2900 | 31.4456 | -5.368 | 31.4456 | -5.368 | 28.9284 | -2.8841 | 29.0311 | -5.7206
2901 | 31.4419 | -5.3715 | 31.4419 | -5.3715 | 28.9236 | -2.8889 | 29.0269 | -5.7247
2902 | 31.4382 | -5.375 | 31.4382 | -5.375 | 28.9187 | -2.8937 | 29.0227 | -5.7289
2903 | 31.4345 | -5.3785 | 31.4345 | -5.3785 | 28.9138 | -2.8985 | 29.0185 | -5.733
2904 | 31.4307 | -5.382 | 31.4307 | -5.382 | 28.909 | -2.9033 | 29.0143 | -5.7371
2905 | 31.427 | -5.3855 | 31.427 | -5.3855 | 28.9041 | -2.9081 | 29.0102 | -5.7412
2906 | 31.4232 | -5.389 | 31.4232 | -5.389 | 28.8993 | -2.9129 | 29.006 | -5.7453
2907 | 31.4195 | -5.3925 | 31.4195 | -5.3925 | 28.8944 | -2.9177 | 29.0018 | -5.7495
2908 | 31.4158 | -5.3961 | 31.4158 | -5.3961 | 28.8896 | -2.9226 | 28.9976 | -5.7536
2909 | 31.412 | -5.3996 | 31.412 | -5.3996 | 28.8849 | -2.9271 | 28.9934 | -5.7577
2910 | 31.4083 | -5.4031 | 31.4083 | -5.4031 | 28.8806 | -2.9314 | 28.9894 | -5.7616
2911 | 31.4045 | -5.4067 | 31.4045 | -5.4067 | 28.8763 | -2.9357 | 28.9855 | -5.7655
2912 | 31.4008 | -5.4102 | 31.4008 | -5.4102 | 28.872 | -2.94 | 28.9815 | -5.7694
2913 | 31.397 | -5.4137 | 31.397 | -5.4137 | 28.8677 | -2.9442 | 28.9775 | -5.7734
2914 | 31.3932 | -5.4173 | 31.3932 | -5.4173 | 28.8633 | -2.9485 | 28.9735 | -5.7773
2915 | 31.3895 | -5.4208 | 31.3895 | -5.4208 | 28.859 | -2.9528 | 28.9695 | -5.7812
2916 | 31.3857 | -5.4244 | 31.3857 | -5.4244 | 28.8547 | -2.957 | 28.9655 | -5.7851
2917 | 31.3819 | -5.4279 | 31.3819 | -5.4279 | 28.8504 | -2.9613 | 28.9616 | -5.789
2918 | 31.3782 | -5.4315 | 31.3782 | -5.4315 | 28.8461 | -2.9656 | 28.9576 | -5.793
2919 | 31.3744 | -5.435 | 31.3744 | -5.435 | 28.8418 | -2.9699 | 28.9536 | -5.7969
2920 | 31.3706 | -5.4386 | 31.3706 | -5.4386 | 28.8374 | -2.9741 | 28.9496 | -5.8008
2921 | 31.3668 | -5.4421 | 31.3668 | -5.4421 | 28.8331 | -2.9784 | 28.9456 | -5.8047
2922 | 31.363 | -5.4457 | 31.363 | -5.4457 | 28.8288 | -2.9827 | 28.9416 | -5.8087
2923 | 31.3593 | -5.4493 | 31.3593 | -5.4493 | 28.8245 | -2.987 | 28.9376 | -5.8126
2924 | 31.3555 | -5.4528 | 31.3555 | -5.4528 | 28.8202 | -2.9912 | 28.9337 | -5.8165
2925 | 31.3517 | -5.4564 | 31.3517 | -5.4564 | 28.8158 | -2.9955 | 28.9297 | -5.8204
2926 | 31.3479 | -5.46 | 31.3479 | -5.46 | 28.8115 | -2.9998 | 28.9257 | -5.8243
2927 | 31.3441 | -5.4635 | 31.3441 | -5.4635 | 28.8072 | -3.004 | 28.9217 | -5.8283
2928 | 31.3403 | -5.4671 | 31.3403 | -5.4671 | 28.8029 | -3.0083 | 28.9177 | -5.8322
2929 | 31.3365 | -5.4707 | 31.3365 | -5.4707 | 28.7986 | -3.0126 | 28.9137 | -5.8361
2930 | 31.3327 | -5.4743 | 31.3327 | -5.4743 | 28.7942 | -3.0169 | 28.9097 | -5.84
2931 | 31.3289 | -5.4778 | 31.3289 | -5.4778 | 28.7899 | -3.0211 | 28.9058 | -5.8439
2932 | 31.3251 | -5.4814 | 31.3251 | -5.4814 | 28.7856 | -3.0254 | 28.9018 | -5.8479
2933 | 31.3213 | -5.485 | 31.3213 | -5.485 | 28.7813 | -3.0297 | 28.8978 | -5.8518
2934 | 31.3175 | -5.4886 | 31.3175 | -5.4886 | 28.777 | -3.0339 | 28.8938 | -5.8557
2935 | 31.3137 | -5.4922 | 31.3137 | -5.4922 | 28.7727 | -3.0382 | 28.8898 | -5.8596
2936 | 31.3099 | -5.4958 | 31.3099 | -5.4958 | 28.7683 | -3.0425 | 28.8858 | -5.8635
2937 | 31.3061 | -5.4993 | 31.3061 | -5.4993 | 28.764 | -3.0468 | 28.8818 | -5.8675
2938 | 31.3023 | -5.5029 | 31.3023 | -5.5029 | 28.7597 | -3.051 | 28.8779 | -5.8714
2939 | 31.2985 | -5.5065 | 31.2985 | -5.5065 | 28.7554 | -3.0553 | 28.8739 | -5.8753
2940 | 31.2947 | -5.5101 | 31.2947 | -5.5101 | 28.7511 | -3.0596 | 28.8699 | -5.8792
2941 | 31.2908 | -5.5137 | 31.2908 | -5.5137 | 28.7467 | -3.0639 | 28.8659 | -5.8831
2942 | 31.287 | -5.5173 | 31.287 | -5.5173 | 28.7424 | -3.0681 | 28.8619 | -5.8871
2943 | 31.2832 | -5.5209 | 31.2832 | -5.5209 | 28.7381 | -3.0724 | 28.8579 | -5.891
2944 | 31.2794 | -5.5245 | 31.2794 | -5.5245 | 28.7338 | -3.0767 | 28.854 | -5.8949
2945 | 31.2756 | -5.5281 | 31.2756 | -5.5281 | 28.7295 | -3.081 | 28.85 | -5.8988
2946 | 31.2718 | -5.5317 | 31.2718 | -5.5317 | 28.7252 | -3.0852 | 28.846 | -5.9027
2947 | 31.2679 | -5.5353 | 31.2679 | -5.5353 | 28.7208 | -3.0895 | 28.842 | -5.9067
2948 | 31.2641 | -5.5389 | 31.2641 | -5.5389 | 28.7165 | -3.0938 | 28.838 | -5.9106
2949 | 31.2603 | -5.5425 | 31.2603 | -5.5425 | 28.7122 | -3.098 | 28.834 | -5.9145
2950 | 31.2565 | -5.5461 | 31.2565 | -5.5461 | 28.7079 | -3.1023 | 28.83 | -5.9184
2951 | 31.2527 | -5.5497 | 31.2527 | -5.5497 | 28.7036 | -3.1066 | 28.8261 | -5.9223
2952 | 31.2488 | -5.5533 | 31.2488 | -5.5533 | 28.6992 | -3.1109 | 28.8221 | -5.9263
2953 | 31.245 | -5.5569 | 31.245 | -5.5569 | 28.6949 | -3.1151 | 28.8181 | -5.9302
2954 | 31.2412 | -5.5605 | 31.2412 | -5.5605 | 28.6906 | -3.1194 | 28.8141 | -5.9341
2955 | 31.2374 | -5.5641 | 31.2374 | -5.5641 | 28.6863 | -3.1237 | 28.8101 | -5.938
2956 | 31.2335 | -5.5677 | 31.2335 | -5.5677 | 28.682 | -3.1279 | 28.8061 | -5.942
2957 | 31.2297 | -5.5713 | 31.2297 | -5.5713 | 28.6776 | -3.1322 | 28.8021 | -5.9459
2958 | 31.2259 | -5.5749 | 31.2259 | -5.5749 | 28.6733 | -3.1365 | 28.7982 | -5.9498
2959 | 31.2221 | -5.5785 | 31.2221 | -5.5785 | 28.6691 | -3.1406 | 28.7942 | -5.9537
2960 | 31.2182 | -5.5821 | 31.2182 | -5.5821 | 28.6651 | -3.1447 | 28.7909 | -5.9569
2961 | 31.2144 | -5.5857 | 31.2144 | -5.5857 | 28.661 | -3.1487 | 28.7877 | -5.9601
2962 | 31.2106 | -5.5893 | 31.2106 | -5.5893 | 28.657 | -3.1527 | 28.7844 | -5.9633
2963 | 31.2067 | -5.5929 | 31.2067 | -5.5929 | 28.6529 | -3.1567 | 28.7812 | -5.9664
2964 | 31.2029 | -5.5965 | 31.2029 | -5.5965 | 28.6488 | -3.1607 | 28.7779 | -5.9696
2965 | 31.1991 | -5.6001 | 31.1991 | -5.6001 | 28.6448 | -3.1647 | 28.7747 | -5.9728
2966 | 31.1953 | -5.6037 | 31.1953 | -5.6037 | 28.6407 | -3.1688 | 28.7714 | -5.976
2967 | 31.1914 | -5.6073 | 31.1914 | -5.6073 | 28.6366 | -3.1728 | 28.7682 | -5.9792
2968 | 31.1876 | -5.6109 | 31.1876 | -5.6109 | 28.6326 | -3.1768 | 28.7649 | -5.9824
2969 | 31.1838 | -5.6145 | 31.1838 | -5.6145 | 28.6285 | -3.1808 | 28.7617 | -5.9855
2970 | 31.18 | -5.6181 | 31.18 | -5.6181 | 28.6245 | -3.1848 | 28.7584 | -5.9887
2971 | 31.1761 | -5.6217 | 31.1761 | -5.6217 | 28.6204 | -3.1888 | 28.7552 | -5.9919
2972 | 31.1723 | -5.6253 | 31.1723 | -5.6253 | 28.6163 | -3.1928 | 28.7519 | -5.9951
2973 | 31.1685 | -5.629 | 31.1685 | -5.629 | 28.6123 | -3.1968 | 28.7487 | -5.9983
2974 | 31.1647 | -5.6326 | 31.1647 | -5.6326 | 28.6082 | -3.2009 | 28.7454 | -6.0015
2975 | 31.1608 | -5.6362 | 31.1608 | -5.6362 | 28.6042 | -3.2049 | 28.7422 | -6.0046
2976 | 31.157 | -5.6398 | 31.157 | -5.6398 | 28.6001 | -3.2089 | 28.7389 | -6.0078
2977 | 31.1532 | -5.6434 | 31.1532 | -5.6434 | 28.596 | -3.2129 | 28.7357 | -6.011
2978 | 31.1494 | -5.647 | 31.1494 | -5.647 | 28.592 | -3.2169 | 28.7324 | -6.0142
2979 | 31.1455 | -5.6506 | 31.1455 | -5.6506 | 28.5879 | -3.2209 | 28.7292 | -6.0174
2980 | 31.1417 | -5.6542 | 31.1417 | -5.6542 | 28.5839 | -3.225 | 28.726 | -6.0206
2981 | 31.1379 | -5.6578 | 31.1379 | -5.6578 | 28.5798 | -3.229 | 28.7227 | -6.0237
2982 | 31.1341 | -5.6614 | 31.1341 | -5.6614 | 28.5757 | -3.233 | 28.7195 | -6.0269
2983 | 31.1303 | -5.6649 | 31.1303 | -5.6649 | 28.5717 | -3.237 | 28.7162 | -6.0301
2984 | 31.1264 | -5.6685 | 31.1264 | -5.6685 | 28.5676 | -3.241 | 28.713 | -6.0333
2985 | 31.1226 | -5.6721 | 31.1226 | -5.6721 | 28.5636 | -3.245 | 28.7097 | -6.0365
2986 | 31.1188 | -5.6757 | 31.1188 | -5.6757 | 28.5595 | -3.249 | 28.7065 | -6.0397
2987 | 31.115 | -5.6793 | 31.115 | -5.6793 | 28.5554 | -3.253 | 28.7032 | -6.0428
2988 | 31.1112 | -5.6829 | 31.1112 | -5.6829 | 28.5514 | -3.2571 | 28.7 | -6.046
2989 | 31.1073 | -5.6865 | 31.1073 | -5.6865 | 28.5473 | -3.2611 | 28.6967 | -6.0492
2990 | 31.1035 | -5.6901 | 31.1035 | -5.6901 | 28.5433 | -3.2651 | 28.6935 | -6.0524
2991 | 31.0997 | -5.6937 | 31.0997 | -5.6937 | 28.5392 | -3.2691 | 28.6902 | -6.0556
2992 | 31.0959 | -5.6973 | 31.0959 | -5.6973 | 28.5351 | -3.2731 | 28.687 | -6.0588
2993 | 31.0921 | -5.7009 | 31.0921 | -5.7009 | 28.5311 | -3.2771 | 28.6837 | -6.0619
2994 | 31.0883 | -5.7045 | 31.0883 | -5.7045 | 28.527 | -3.2811 | 28.6805 | -6.0651
2995 | 31.0845 | -5.708 | 31.0845 | -5.708 | 28.5229 | -3.2852 | 28.6772 | -6.0683
2996 | 31.0807 | -5.7116 | 31.0807 | -5.7116 | 28.5189 | -3.2892 | 28.674 | -6.0715
2997 | 31.0769 | -5.7152 | 31.0769 | -5.7152 | 28.5148 | -3.2932 | 28.6707 | -6.0747
2998 | 31.0731 | -5.7188 | 31.0731 | -5.7188 | 28.5108 | -3.2972 | 28.6675 | -6.0779
2999 | 31.0693 | -5.7224 | 31.0693 | -5.7224 | 28.5067 | -3.3012 | 28.6642 | -6.081
3000 | 31.0655 | -5.7259 | 31.0655 | -5.7259 | 28.5026 | -3.3052 | 28.661 | -6.0842
3001 | 31.0617 | -5.7295 | 31.0617 | -5.7295 | 28.4986 | -3.3093 | 28.6577 | -6.0874
3002 | 31.0579 | -5.7331 | 31.0579 | -5.7331 | 28.4945 | -3.3133 | 28.6545 | -6.0906
3003 | 31.0541 | -5.7367 | 31.0541 | -5.7367 | 28.4905 | -3.3173 | 28.6512 | -6.0938
3004 | 31.0503 | -5.7402 | 31.0503 | -5.7402 | 28.4864 | -3.3213 | 28.648 | -6.097
3005 | 31.0465 | -5.7438 | 31.0465 | -5.7438 | 28.4823 | -3.3253 | 28.6447 | -6.1001
3006 | 31.0427 | -5.7474 | 31.0427 | -5.7474 | 28.4783 | -3.3293 | 28.6415 | -6.1033
3007 | 31.0389 | -5.7509 | 31.0389 | -5.7509 | 28.4742 | -3.3333 | 28.6382 | -6.1065
3008 | 31.0351 | -5.7545 | 31.0351 | -5.7545 | 28.4702 | -3.3373 | 28.635 | -6.1097
3009 | 31.0313 | -5.7581 | 31.0313 | -5.7581 | 28.4662 | -3.3413 | 28.6314 | -6.1132
3010 | 31.0275 | -5.7616 | 31.0275 | -5.7616 | 28.4622 | -3.3452 | 28.6278 | -6.1167
3011 | 31.0237 | -5.7652 | 31.0237 | -5.7652 | 28.4583 | -3.3491 | 28.6242 | -6.1203
3012 | 31.0199 | -5.7688 | 31.0199 | -5.7688 | 28.4544 | -3.353 | 28.6206 | -6.1238
3013 | 31.0162 | -5.7723 | 31.0162 | -5.7723 | 28.4504 | -3.3569 | 28.617 | -6.1273
3014 | 31.0124 | -5.7759 | 31.0124 | -5.7759 | 28.4465 | -3.3607 | 28.6134 | -6.1308
3015 | 31.0086 | -5.7794 | 31.0086 | -5.7794 | 28.4426 | -3.3646 | 28.6099 | -6.1344
3016 | 31.0048 | -5.783 | 31.0048 | -5.783 | 28.4386 | -3.3685 | 28.6063 | -6.1379
3017 | 31.0011 | -5.7865 | 31.0011 | -5.7865 | 28.4347 | -3.3724 | 28.6027 | -6.1414
3018 | 30.9973 | -5.7901 | 30.9973 | -5.7901 | 28.4308 | -3.3763 | 28.5991 | -6.1449
3019 | 30.9935 | -5.7936 | 30.9935 | -5.7936 | 28.4268 | -3.3802 | 28.5955 | -6.1485
3020 | 30.9897 | -5.7972 | 30.9897 | -5.7972 | 28.4229 | -3.3841 | 28.5919 | -6.152
3021 | 30.986 | -5.8007 | 30.986 | -5.8007 | 28.419 | -3.388 | 28.5883 | -6.1555
3022 | 30.9822 | -5.8042 | 30.9822 | -5.8042 | 28.415 | -3.3918 | 28.5847 | -6.159
3023 | 30.9785 | -5.8078 | 30.9785 | -5.8078 | 28.4111 | -3.3957 | 28.5811 | -6.1626
3024 | 30.9747 | -5.8113 | 30.9747 | -5.8113 | 28.4072 | -3.3996 | 28.5775 | -6.1661
3025 | 30.9709 | -5.8148 | 30.9709 | -5.8148 | 28.4032 | -3.4035 | 28.574 | -6.1696
3026 | 30.9672 | -5.8184 | 30.9672 | -5.8184 | 28.3993 | -3.4074 | 28.5704 | -6.1731
3027 | 30.9634 | -5.8219 | 30.9634 | -5.8219 | 28.3953 | -3.4113 | 28.5668 | -6.1767
3028 | 30.9597 | -5.8254 | 30.9597 | -5.8254 | 28.3914 | -3.4152 | 28.5632 | -6.1802
3029 | 30.9559 | -5.8289 | 30.9559 | -5.8289 | 28.3875 | -3.419 | 28.5596 | -6.1837
3030 | 30.9522 | -5.8325 | 30.9522 | -5.8325 | 28.3835 | -3.4229 | 28.556 | -6.1872
3031 | 30.9484 | -5.836 | 30.9484 | -5.836 | 28.3796 | -3.4268 | 28.5524 | -6.1907
3032 | 30.9447 | -5.8395 | 30.9447 | -5.8395 | 28.3757 | -3.4307 | 28.5488 | -6.1943
3033 | 30.941 | -5.843 | 30.941 | -5.843 | 28.3717 | -3.4346 | 28.5452 | -6.1978
3034 | 30.9372 | -5.8465 | 30.9372 | -5.8465 | 28.3678 | -3.4385 | 28.5416 | -6.2013
3035 | 30.9335 | -5.85 | 30.9335 | -5.85 | 28.3639 | -3.4424 | 28.5381 | -6.2048
3036 | 30.9298 | -5.8535 | 30.9298 | -5.8535 | 28.3599 | -3.4463 | 28.5345 | -6.2084
3037 | 30.926 | -5.857 | 30.926 | -5.857 | 28.356 | -3.4501 | 28.5309 | -6.2119
3038 | 30.9223 | -5.8605 | 30.9223 | -5.8605 | 28.3521 | -3.454 | 28.5273 | -6.2154
3039 | 30.9186 | -5.864 | 30.9186 | -5.864 | 28.3481 | -3.4579 | 28.5237 | -6.2189
3040 | 30.9149 | -5.8675 | 30.9149 | -5.8675 | 28.3442 | -3.4618 | 28.5201 | -6.2225
3041 | 30.9111 | -5.871 | 30.9111 | -5.871 | 28.3403 | -3.4657 | 28.5165 | -6.226
3042 | 30.9074 | -5.8745 | 30.9074 | -5.8745 | 28.3363 | -3.4696 | 28.5129 | -6.2295
3043 | 30.9037 | -5.878 | 30.9037 | -5.878 | 28.3324 | -3.4735 | 28.5093 | -6.233
3044 | 30.9 | -5.8815 | 30.9 | -5.8815 | 28.3285 | -3.4774 | 28.5057 | -6.2366
3045 | 30.8963 | -5.885 | 30.8963 | -5.885 | 28.3245 | -3.4813 | 28.5022 | -6.2401
3046 | 30.8926 | -5.8884 | 30.8926 | -5.8884 | 28.3206 | -3.4851 | 28.4986 | -6.2436
3047 | 30.8889 | -5.8919 | 30.8889 | -5.8919 | 28.3167 | -3.489 | 28.495 | -6.2471
3048 | 30.8852 | -5.8954 | 30.8852 | -5.8954 | 28.3127 | -3.4929 | 28.4914 | -6.2507
3049 | 30.8815 | -5.8988 | 30.8815 | -5.8988 | 28.3088 | -3.4968 | 28.4878 | -6.2542
3050 | 30.8778 | -5.9023 | 30.8778 | -5.9023 | 28.3049 | -3.5007 | 28.4842 | -6.2577
3051 | 30.8741 | -5.9058 | 30.8741 | -5.9058 | 28.3009 | -3.5046 | 28.4806 | -6.2612
3052 | 30.8705 | -5.9092 | 30.8705 | -5.9092 | 28.297 | -3.5085 | 28.477 | -6.2647
3053 | 30.8668 | -5.9127 | 30.8668 | -5.9127 | 28.2931 | -3.5124 | 28.4734 | -6.2683
3054 | 30.8631 | -5.9161 | 30.8631 | -5.9161 | 28.2891 | -3.5162 | 28.4699 | -6.2718
3055 | 30.8594 | -5.9196 | 30.8594 | -5.9196 | 28.2852 | -3.5201 | 28.4663 | -6.2753
3056 | 30.8558 | -5.923 | 30.8558 | -5.923 | 28.2813 | -3.524 | 28.4627 | -6.2788
3057 | 30.8521 | -5.9265 | 30.8521 | -5.9265 | 28.2773 | -3.5279 | 28.4591 | -6.2824
3058 | 30.8484 | -5.9299 | 30.8484 | -5.9299 | 28.2734 | -3.5318 | 28.4555 | -6.2859
3059 | 30.8448 | -5.9333 | 30.8448 | -5.9333 | 28.2698 | -3.5353 | 28.4517 | -6.2896
3060 | 30.8411 | -5.9367 | 30.8411 | -5.9367 | 28.2665 | -3.5386 | 28.4479 | -6.2933
3061 | 30.8375 | -5.9402 | 30.8375 | -5.9402 | 28.2632 | -3.5419 | 28.4441 | -6.2971
3062 | 30.8338 | -5.9436 | 30.8338 | -5.9436 | 28.2599 | -3.5451 | 28.4403 | -6.3008
3063 | 30.8302 | -5.947 | 30.8302 | -5.947 | 28.2566 | -3.5484 | 28.4365 | -6.3045
3064 | 30.8265 | -5.9504 | 30.8265 | -5.9504 | 28.2533 | -3.5516 | 28.4327 | -6.3082
3065 | 30.8229 | -5.9538 | 30.8229 | -5.9538 | 28.25 | -3.5549 | 28.4289 | -6.312
3066 | 30.8193 | -5.9572 | 30.8193 | -5.9572 | 28.2467 | -3.5581 | 28.4252 | -6.3157
3067 | 30.8156 | -5.9606 | 30.8156 | -5.9606 | 28.2434 | -3.5614 | 28.4214 | -6.3194
3068 | 30.812 | -5.964 | 30.812 | -5.964 | 28.2401 | -3.5646 | 28.4176 | -6.3232
3069 | 30.8084 | -5.9674 | 30.8084 | -5.9674 | 28.2368 | -3.5679 | 28.4138 | -6.3269
3070 | 30.8048 | -5.9708 | 30.8048 | -5.9708 | 28.2335 | -3.5711 | 28.41 | -6.3306
3071 | 30.8012 | -5.9742 | 30.8012 | -5.9742 | 28.2302 | -3.5744 | 28.4062 | -6.3343
3072 | 30.7976 | -5.9776 | 30.7976 | -5.9776 | 28.2269 | -3.5777 | 28.4024 | -6.338
3073 | 30.794 | -5.9809 | 30.794 | -5.9809 | 28.2236 | -3.5809 | 28.3986 | -6.3418
3074 | 30.7904 | -5.9843 | 30.7904 | -5.9843 | 28.2203 | -3.5842 | 28.3948 | -6.3455
3075 | 30.7868 | -5.9877 | 30.7868 | -5.9877 | 28.2169 | -3.5874 | 28.391 | -6.3492
3076 | 30.7832 | -5.991 | 30.7832 | -5.991 | 28.2136 | -3.5907 | 28.3872 | -6.3529
3077 | 30.7796 | -5.9944 | 30.7796 | -5.9944 | 28.2103 | -3.5939 | 28.3834 | -6.3567
3078 | 30.776 | -5.9978 | 30.776 | -5.9978 | 28.207 | -3.5972 | 28.3796 | -6.3604
3079 | 30.7724 | -6.0011 | 30.7724 | -6.0011 | 28.2037 | -3.6004 | 28.3759 | -6.3641
3080 | 30.7689 | -6.0045 | 30.7689 | -6.0045 | 28.2004 | -3.6037 | 28.3721 | -6.3678
3081 | 30.7653 | -6.0078 | 30.7653 | -6.0078 | 28.1971 | -3.607 | 28.3683 | -6.3716
3082 | 30.7617 | -6.0111 | 30.7617 | -6.0111 | 28.1938 | -3.6102 | 28.3645 | -6.3753
3083 | 30.7582 | -6.0145 | 30.7582 | -6.0145 | 28.1905 | -3.6135 | 28.3607 | -6.379
3084 | 30.7546 | -6.0178 | 30.7546 | -6.0178 | 28.1872 | -3.6167 | 28.3569 | -6.3828
3085 | 30.7511 | -6.0211 | 30.7511 | -6.0211 | 28.1839 | -3.62 | 28.3531 | -6.3865
3086 | 30.7475 | -6.0244 | 30.7475 | -6.0244 | 28.1806 | -3.6232 | 28.3493 | -6.3902
3087 | 30.744 | -6.0277 | 30.744 | -6.0277 | 28.1773 | -3.6265 | 28.3455 | -6.3939
3088 | 30.7405 | -6.031 | 30.7405 | -6.031 | 28.174 | -3.6298 | 28.3417 | -6.3977
3089 | 30.7369 | -6.0343 | 30.7369 | -6.0343 | 28.1707 | -3.633 | 28.3379 | -6.4014
3090 | 30.7334 | -6.0376 | 30.7334 | -6.0376 | 28.1674 | -3.6363 | 28.3341 | -6.4051
3091 | 30.7299 | -6.0409 | 30.7299 | -6.0409 | 28.1641 | -3.6395 | 28.3303 | -6.4088
3092 | 30.7264 | -6.0442 | 30.7264 | -6.0442 | 28.1608 | -3.6428 | 28.3266 | -6.4126
3093 | 30.7229 | -6.0475 | 30.7229 | -6.0475 | 28.1575 | -3.646 | 28.3228 | -6.4163
3094 | 30.7194 | -6.0508 | 30.7194 | -6.0508 | 28.1542 | -3.6493 | 28.319 | -6.42
3095 | 30.7159 | -6.054 | 30.7159 | -6.054 | 28.1509 | -3.6525 | 28.3152 | -6.4237
3096 | 30.7124 | -6.0573 | 30.7124 | -6.0573 | 28.1476 | -3.6558 | 28.3114 | -6.4275
3097 | 30.7089 | -6.0606 | 30.7089 | -6.0606 | 28.1443 | -3.6591 | 28.3076 | -6.4312
3098 | 30.7054 | -6.0638 | 30.7054 | -6.0638 | 28.141 | -3.6623 | 28.3038 | -6.4349
3099 | 30.7019 | -6.0671 | 30.7019 | -6.0671 | 28.1377 | -3.6656 | 28.3 | -6.4386
3100 | 30.6985 | -6.0703 | 30.6985 | -6.0703 | 28.1344 | -3.6688 | 28.2962 | -6.4424
3101 | 30.695 | -6.0735 | 30.695 | -6.0735 | 28.1311 | -3.6721 | 28.2924 | -6.4461
3102 | 30.6915 | -6.0768 | 30.6915 | -6.0768 | 28.1278 | -3.6753 | 28.2886 | -6.4498
3103 | 30.6881 | -6.08 | 30.6881 | -6.08 | 28.1245 | -3.6786 | 28.2848 | -6.4535
3104 | 30.6846 | -6.0832 | 30.6846 | -6.0832 | 28.1212 | -3.6818 | 28.281 | -6.4573
3105 | 30.6812 | -6.0864 | 30.6812 | -6.0864 | 28.1179 | -3.6851 | 28.2773 | -6.461
3106 | 30.6777 | -6.0896 | 30.6777 | -6.0896 | 28.1146 | -3.6883 | 28.2735 | -6.4647
3107 | 30.6743 | -6.0929 | 30.6743 | -6.0929 | 28.1113 | -3.6916 | 28.2697 | -6.4684
3108 | 30.6709 | -6.0961 | 30.6709 | -6.0961 | 28.108 | -3.6949 | 28.2659 | -6.4722
3109 | 30.6674 | -6.0992 | 30.6674 | -6.0992 | 28.1047 | -3.6981 | 28.2617 | -6.4763
3110 | 30.664 | -6.1024 | 30.664 | -6.1024 | 28.1015 | -3.7012 | 28.2575 | -6.4804
3111 | 30.6606 | -6.1056 | 30.6606 | -6.1056 | 28.0983 | -3.7043 | 28.2533 | -6.4846
3112 | 30.6572 | -6.1088 | 30.6572 | -6.1088 | 28.0951 | -3.7075 | 28.2491 | -6.4887
3113 | 30.6538 | -6.112 | 30.6538 | -6.112 | 28.092 | -3.7106 | 28.2449 | -6.4928
3114 | 30.6504 | -6.1151 | 30.6504 | -6.1151 | 28.0888 | -3.7138 | 28.2407 | -6.4969
3115 | 30.647 | -6.1183 | 30.647 | -6.1183 | 28.0856 | -3.7169 | 28.2365 | -6.5011
3116 | 30.6436 | -6.1215 | 30.6436 | -6.1215 | 28.0824 | -3.7201 | 28.2323 | -6.5052
3117 | 30.6403 | -6.1246 | 30.6403 | -6.1246 | 28.0792 | -3.7232 | 28.2281 | -6.5093
3118 | 30.6369 | -6.1277 | 30.6369 | -6.1277 | 28.076 | -3.7263 | 28.2239 | -6.5134
3119 | 30.6335 | -6.1309 | 30.6335 | -6.1309 | 28.0728 | -3.7295 | 28.2197 | -6.5176
3120 | 30.6302 | -6.134 | 30.6302 | -6.134 | 28.0696 | -3.7326 | 28.2155 | -6.5217
3121 | 30.6268 | -6.1371 | 30.6268 | -6.1371 | 28.0664 | -3.7358 | 28.2113 | -6.5258
3122 | 30.6234 | -6.1403 | 30.6234 | -6.1403 | 28.0632 | -3.7389 | 28.2072 | -6.53
3123 | 30.6201 | -6.1434 | 30.6201 | -6.1434 | 28.0601 | -3.7421 | 28.203 | -6.5341
3124 | 30.6168 | -6.1465 | 30.6168 | -6.1465 | 28.0569 | -3.7452 | 28.1988 | -6.5382
3125 | 30.6134 | -6.1496 | 30.6134 | -6.1496 | 28.0537 | -3.7483 | 28.1946 | -6.5423
3126 | 30.6101 | -6.1527 | 30.6101 | -6.1527 | 28.0505 | -3.7515 | 28.1904 | -6.5465
3127 | 30.6068 | -6.1558 | 30.6068 | -6.1558 | 28.0473 | -3.7546 | 28.1862 | -6.5506
3128 | 30.6035 | -6.1589 | 30.6035 | -6.1589 | 28.0441 | -3.7578 | 28.182 | -6.5547
3129 | 30.6002 | -6.162 | 30.6002 | -6.162 | 28.0409 | -3.7609 | 28.1778 | -6.5588
3130 | 30.5969 | -6.165 | 30.5969 | -6.165 | 28.0377 | -3.7641 | 28.1736 | -6.563
3131 | 30.5936 | -6.1681 | 30.5936 | -6.1681 | 28.0345 | -3.7672 | 28.1694 | -6.5671
3132 | 30.5903 | -6.1712 | 30.5903 | -6.1712 | 28.0313 | -3.7703 | 28.1652 | -6.5712
3133 | 30.587 | -6.1742 | 30.587 | -6.1742 | 28.0282 | -3.7735 | 28.161 | -6.5754
3134 | 30.5837 | -6.1773 | 30.5837 | -6.1773 | 28.025 | -3.7766 | 28.1568 | -6.5795
3135 | 30.5804 | -6.1803 | 30.5804 | -6.1803 | 28.0218 | -3.7798 | 28.1526 | -6.5836
3136 | 30.5771 | -6.1834 | 30.5771 | -6.1834 | 28.0186 | -3.7829 | 28.1484 | -6.5877
3137 | 30.5739 | -6.1864 | 30.5739 | -6.1864 | 28.0154 | -3.786 | 28.1442 | -6.5919
3138 | 30.5706 | -6.1894 | 30.5706 | -6.1894 | 28.0122 | -3.7892 | 28.14 | -6.596
3139 | 30.5674 | -6.1924 | 30.5674 | -6.1924 | 28.009 | -3.7923 | 28.1358 | -6.6001
3140 | 30.5641 | -6.1955 | 30.5641 | -6.1955 | 28.0058 | -3.7955 | 28.1317 | -6.6043
3141 | 30.5609 | -6.1985 | 30.5609 | -6.1985 | 28.0026 | -3.7986 | 28.1275 | -6.6084
3142 | 30.5576 | -6.2015 | 30.5576 | -6.2015 | 27.9994 | -3.8018 | 28.1233 | -6.6125
3143 | 30.5544 | -6.2045 | 30.5544 | -6.2045 | 27.9963 | -3.8049 | 28.1191 | -6.6166
3144 | 30.5512 | -6.2075 | 30.5512 | -6.2075 | 27.9931 | -3.8081 | 28.1149 | -6.6208
3145 | 30.548 | -6.2105 | 30.548 | -6.2105 | 27.9899 | -3.8112 | 28.1107 | -6.6249
3146 | 30.5447 | -6.2134 | 30.5447 | -6.2134 | 27.9867 | -3.8143 | 28.1065 | -6.629
3147 | 30.5415 | -6.2164 | 30.5415 | -6.2164 | 27.9835 | -3.8175 | 28.1023 | -6.6331
3148 | 30.5383 | -6.2194 | 30.5383 | -6.2194 | 27.9803 | -3.8206 | 28.0981 | -6.6373
3149 | 30.5351 | -6.2224 | 30.5351 | -6.2224 | 27.9771 | -3.8238 | 28.0939 | -6.6414
3150 | 30.5319 | -6.2253 | 30.5319 | -6.2253 | 27.9739 | -3.8269 | 28.0897 | -6.6455
3151 | 30.5288 | -6.2283 | 30.5288 | -6.2283 | 27.9707 | -3.83 | 28.0855 | -6.6497
3152 | 30.5256 | -6.2312 | 30.5256 | -6.2312 | 27.9675 | -3.8332 | 28.0813 | -6.6538
3153 | 30.5224 | -6.2342 | 30.5224 | -6.2342 | 27.9643 | -3.8363 | 28.0771 | -6.6579
3154 | 30.5192 | -6.2371 | 30.5192 | -6.2371 | 27.9612 | -3.8395 | 28.0729 | -6.662
3155 | 30.5161 | -6.2401 | 30.5161 | -6.2401 | 27.958 | -3.8426 | 28.0687 | -6.6662
3156 | 30.5129 | -6.243 | 30.5129 | -6.243 | 27.9548 | -3.8458 | 28.0645 | -6.6703
3157 | 30.5097 | -6.2459 | 30.5097 | -6.2459 | 27.9516 | -3.8489 | 28.0603 | -6.6744
3158 | 30.5066 | -6.2488 | 30.5066 | -6.2488 | 27.9484 | -3.8521 | 28.0562 | -6.6786
3159 | 30.5034 | -6.2518 | 30.5034 | -6.2518 | 27.9452 | -3.8552 | 28.0522 | -6.6825
3160 | 30.5003 | -6.2547 | 30.5003 | -6.2547 | 27.942 | -3.8584 | 28.0482 | -6.6864
3161 | 30.4972 | -6.2576 | 30.4972 | -6.2576 | 27.9387 | -3.8616 | 28.0442 | -6.6903
3162 | 30.494 | -6.2605 | 30.494 | -6.2605 | 27.9355 | -3.8647 | 28.0402 | -6.6943
3163 | 30.4909 | -6.2634 | 30.4909 | -6.2634 | 27.9323 | -3.8679 | 28.0362 | -6.6982
3164 | 30.4878 | -6.2663 | 30.4878 | -6.2663 | 27.9291 | -3.8711 | 28.0322 | -6.7021
3165 | 30.4847 | -6.2691 | 30.4847 | -6.2691 | 27.9259 | -3.8743 | 28.0282 | -6.7061
3166 | 30.4815 | -6.272 | 30.4815 | -6.272 | 27.9226 | -3.8774 | 28.0242 | -6.71
3167 | 30.4784 | -6.2749 | 30.4784 | -6.2749 | 27.9194 | -3.8806 | 28.0202 | -6.7139
3168 | 30.4753 | -6.2778 | 30.4753 | -6.2778 | 27.9162 | -3.8838 | 28.0162 | -6.7179
3169 | 30.4722 | -6.2806 | 30.4722 | -6.2806 | 27.913 | -3.887 | 28.0122 | -6.7218
3170 | 30.4691 | -6.2835 | 30.4691 | -6.2835 | 27.9097 | -3.8901 | 28.0082 | -6.7257
3171 | 30.466 | -6.2864 | 30.466 | -6.2864 | 27.9065 | -3.8933 | 28.0042 | -6.7296
3172 | 30.463 | -6.2892 | 30.463 | -6.2892 | 27.9033 | -3.8965 | 28.0002 | -6.7336
3173 | 30.4599 | -6.2921 | 30.4599 | -6.2921 | 27.9001 | -3.8997 | 27.9962 | -6.7375
3174 | 30.4568 | -6.2949 | 30.4568 | -6.2949 | 27.8968 | -3.9028 | 27.9922 | -6.7414
3175 | 30.4537 | -6.2978 | 30.4537 | -6.2978 | 27.8936 | -3.906 | 27.9882 | -6.7454
3176 | 30.4507 | -6.3006 | 30.4507 | -6.3006 | 27.8904 | -3.9092 | 27.9842 | -6.7493
3177 | 30.4476 | -6.3034 | 30.4476 | -6.3034 | 27.8872 | -3.9124 | 27.9802 | -6.7532
3178 | 30.4445 | -6.3063 | 30.4445 | -6.3063 | 27.884 | -3.9155 | 27.9762 | -6.7571
3179 | 30.4415 | -6.3091 | 30.4415 | -6.3091 | 27.8807 | -3.9187 | 27.9722 | -6.7611
3180 | 30.4384 | -6.3119 | 30.4384 | -6.3119 | 27.8775 | -3.9219 | 27.9682 | -6.765
3181 | 30.4354 | -6.3147 | 30.4354 | -6.3147 | 27.8743 | -3.9251 | 27.9642 | -6.7689
3182 | 30.4323 | -6.3175 | 30.4323 | -6.3175 | 27.8711 | -3.9282 | 27.9602 | -6.7729
3183 | 30.4293 | -6.3203 | 30.4293 | -6.3203 | 27.8678 | -3.9314 | 27.9562 | -6.7768
3184 | 30.4262 | -6.3232 | 30.4262 | -6.3232 | 27.8646 | -3.9346 | 27.9522 | -6.7807
3185 | 30.4232 | -6.326 | 30.4232 | -6.326 | 27.8614 | -3.9378 | 27.9482 | -6.7847
3186 | 30.4202 | -6.3288 | 30.4202 | -6.3288 | 27.8582 | -3.9409 | 27.9442 | -6.7886
3187 | 30.4172 | -6.3315 | 30.4172 | -6.3315 | 27.855 | -3.9441 | 27.9402 | -6.7925
3188 | 30.4141 | -6.3343 | 30.4141 | -6.3343 | 27.8517 | -3.9473 | 27.9362 | -6.7964
3189 | 30.4111 | -6.3371 | 30.4111 | -6.3371 | 27.8485 | -3.9505 | 27.9322 | -6.8004
3190 | 30.4081 | -6.3399 | 30.4081 | -6.3399 | 27.8453 | -3.9536 | 27.9283 | -6.8043
3191 | 30.4051 | -6.3427 | 30.4051 | -6.3427 | 27.8421 | -3.9568 | 27.9243 | -6.8082
3192 | 30.4021 | -6.3455 | 30.4021 | -6.3455 | 27.8388 | -3.96 | 27.9203 | -6.8121
3193 | 30.3991 | -6.3482 | 30.3991 | -6.3482 | 27.8356 | -3.9632 | 27.9163 | -6.8161
3194 | 30.3961 | -6.351 | 30.3961 | -6.351 | 27.8324 | -3.9663 | 27.9123 | -6.82
3195 | 30.3931 | -6.3538 | 30.3931 | -6.3538 | 27.8292 | -3.9695 | 27.9083 | -6.8239
3196 | 30.3901 | -6.3565 | 30.3901 | -6.3565 | 27.8259 | -3.9727 | 27.9043 | -6.8279
3197 | 30.3871 | -6.3593 | 30.3871 | -6.3593 | 27.8227 | -3.9759 | 27.9003 | -6.8318
3198 | 30.3841 | -6.3621 | 30.3841 | -6.3621 | 27.8195 | -3.979 | 27.8963 | -6.8357
3199 | 30.3811 | -6.3648 | 30.3811 | -6.3648 | 27.8163 | -3.9822 | 27.8923 | -6.8397
3200 | 30.3781 | -6.3676 | 30.3781 | -6.3676 | 27.8131 | -3.9854 | 27.8883 | -6.8436
3201 | 30.3751 | -6.3703 | 30.3751 | -6.3703 | 27.8098 | -3.9886 | 27.8843 | -6.8475
3202 | 30.3722 | -6.373 | 30.3722 | -6.373 | 27.8066 | -3.9917 | 27.8803 | -6.8514
3203 | 30.3692 | -6.3758 | 30.3692 | -6.3758 | 27.8034 | -3.9949 | 27.8763 | -6.8554
3204 | 30.3662 | -6.3785 | 30.3662 | -6.3785 | 27.8002 | -3.9981 | 27.8723 | -6.8593
3205 | 30.3633 | -6.3813 | 30.3633 | -6.3813 | 27.7969 | -4.0013 | 27.8683 | -6.8632
3206 | 30.3603 | -6.384 | 30.3603 | -6.384 | 27.7937 | -4.0044 | 27.8643 | -6.8672
3207 | 30.3573 | -6.3867 | 30.3573 | -6.3867 | 27.7905 | -4.0076 | 27.8603 | -6.8711
3208 | 30.3544 | -6.3894 | 30.3544 | -6.3894 | 27.7873 | -4.0108 | 27.8563 | -6.875
3209 | 30.3514 | -6.3922 | 30.3514 | -6.3922 | 27.784 | -4.0141 | 27.8527 | -6.8785
3210 | 30.3485 | -6.3949 | 30.3485 | -6.3949 | 27.7806 | -4.0174 | 27.8491 | -6.8821
3211 | 30.3455 | -6.3976 | 30.3455 | -6.3976 | 27.7772 | -4.0207 | 27.8455 | -6.8856
3212 | 30.3426 | -6.4003 | 30.3426 | -6.4003 | 27.7738 | -4.024 | 27.8419 | -6.8891
3213 | 30.3396 | -6.403 | 30.3396 | -6.403 | 27.7705 | -4.0274 | 27.8383 | -6.8927
3214 | 30.3367 | -6.4057 | 30.3367 | -6.4057 | 27.7671 | -4.0307 | 27.8347 | -6.8962
3215 | 30.3337 | -6.4085 | 30.3337 | -6.4085 | 27.7637 | -4.034 | 27.8311 | -6.8997
3216 | 30.3308 | -6.4112 | 30.3308 | -6.4112 | 27.7603 | -4.0373 | 27.8275 | -6.9033
3217 | 30.3279 | -6.4139 | 30.3279 | -6.4139 | 27.757 | -4.0407 | 27.8239 | -6.9068
3218 | 30.3249 | -6.4166 | 30.3249 | -6.4166 | 27.7536 | -4.044 | 27.8203 | -6.9103
3219 | 30.322 | -6.4193 | 30.322 | -6.4193 | 27.7502 | -4.0473 | 27.8167 | -6.9139
3220 | 30.3191 | -6.422 | 30.3191 | -6.422 | 27.7468 | -4.0506 | 27.8131 | -6.9174
3221 | 30.3161 | -6.4246 | 30.3161 | -6.4246 | 27.7435 | -4.054 | 27.8095 | -6.9209
3222 | 30.3132 | -6.4273 | 30.3132 | -6.4273 | 27.7401 | -4.0573 | 27.8059 | -6.9245
3223 | 30.3103 | -6.43 | 30.3103 | -6.43 | 27.7367 | -4.0606 | 27.8023 | -6.928
3224 | 30.3074 | -6.4327 | 30.3074 | -6.4327 | 27.7334 | -4.0639 | 27.7987 | -6.9315
3225 | 30.3044 | -6.4354 | 30.3044 | -6.4354 | 27.73 | -4.0673 | 27.7951 | -6.9351
3226 | 30.3015 | -6.4381 | 30.3015 | -6.4381 | 27.7266 | -4.0706 | 27.7915 | -6.9386
3227 | 30.2986 | -6.4408 | 30.2986 | -6.4408 | 27.7232 | -4.0739 | 27.7879 | -6.9421
3228 | 30.2957 | -6.4434 | 30.2957 | -6.4434 | 27.7199 | -4.0772 | 27.7843 | -6.9456
3229 | 30.2928 | -6.4461 | 30.2928 | -6.4461 | 27.7165 | -4.0806 | 27.7807 | -6.9492
3230 | 30.2899 | -6.4488 | 30.2899 | -6.4488 | 27.7131 | -4.0839 | 27.7771 | -6.9527
3231 | 30.287 | -6.4515 | 30.287 | -6.4515 | 27.7097 | -4.0872 | 27.7735 | -6.9562
3232 | 30.2841 | -6.4541 | 30.2841 | -6.4541 | 27.7064 | -4.0905 | 27.7699 | -6.9598
3233 | 30.2812 | -6.4568 | 30.2812 | -6.4568 | 27.703 | -4.0939 | 27.7663 | -6.9633
3234 | 30.2783 | -6.4595 | 30.2783 | -6.4595 | 27.6996 | -4.0972 | 27.7627 | -6.9668
3235 | 30.2754 | -6.4621 | 30.2754 | -6.4621 | 27.6962 | -4.1005 | 27.7591 | -6.9704
3236 | 30.2725 | -6.4648 | 30.2725 | -6.4648 | 27.6929 | -4.1039 | 27.7555 | -6.9739
3237 | 30.2696 | -6.4675 | 30.2696 | -6.4675 | 27.6895 | -4.1072 | 27.7519 | -6.9774
3238 | 30.2667 | -6.4701 | 30.2667 | -6.4701 | 27.6861 | -4.1105 | 27.7483 | -6.981
3239 | 30.2638 | -6.4728 | 30.2638 | -6.4728 | 27.6827 | -4.1138 | 27.7447 | -6.9845
3240 | 30.2609 | -6.4754 | 30.2609 | -6.4754 | 27.6794 | -4.1171 | 27.7411 | -6.988
3241 | 30.258 | -6.4781 | 30.258 | -6.4781 | 27.676 | -4.1205 | 27.7375 | -6.9916
3242 | 30.2551 | -6.4807 | 30.2551 | -6.4807 | 27.6726 | -4.1238 | 27.7339 | -6.9951
3243 | 30.2522 | -6.4834 | 30.2522 | -6.4834 | 27.6693 | -4.1271 | 27.7303 | -6.9986
3244 | 30.2494 | -6.486 | 30.2494 | -6.486 | 27.6659 | -4.1304 | 27.7267 | -7.0021
3245 | 30.2465 | -6.4887 | 30.2465 | -6.4887 | 27.6625 | -4.1338 | 27.7231 | -7.0057
3246 | 30.2436 | -6.4913 | 30.2436 | -6.4913 | 27.6591 | -4.1371 | 27.7195 | -7.0092
3247 | 30.2407 | -6.494 | 30.2407 | -6.494 | 27.6558 | -4.1404 | 27.7159 | -7.0127
3248 | 30.2378 | -6.4966 | 30.2378 | -6.4966 | 27.6524 | -4.1438 | 27.7123 | -7.0163
3249 | 30.2349 | -6.4993 | 30.2349 | -6.4993 | 27.649 | -4.1471 | 27.7087 | -7.0198
3250 | 30.2321 | -6.5019 | 30.2321 | -6.5019 | 27.6456 | -4.1504 | 27.7051 | -7.0233
3251 | 30.2292 | -6.5046 | 30.2292 | -6.5046 | 27.6423 | -4.1537 | 27.7015 | -7.0269
3252 | 30.2263 | -6.5072 | 30.2263 | -6.5072 | 27.6389 | -4.1571 | 27.6979 | -7.0304
3253 | 30.2234 | -6.5098 | 30.2234 | -6.5098 | 27.6355 | -4.1604 | 27.6943 | -7.0339
3254 | 30.2206 | -6.5125 | 30.2206 | -6.5125 | 27.6321 | -4.1637 | 27.6907 | -7.0374
3255 | 30.2177 | -6.5151 | 30.2177 | -6.5151 | 27.6288 | -4.167 | 27.6871 | -7.041
3256 | 30.2148 | -6.5178 | 30.2148 | -6.5178 | 27.6254 | -4.1704 | 27.6836 | -7.0445
3257 | 30.212 | -6.5204 | 30.212 | -6.5204 | 27.622 | -4.1737 | 27.68 | -7.048
3258 | 30.2091 | -6.523 | 30.2091 | -6.523 | 27.6186 | -4.177 | 27.6764 | -7.0516
3259 | 30.2062 | -6.5257 | 30.2062 | -6.5257 | 27.6154 | -4.1802 | 27.6734 | -7.0545
3260 | 30.2034 | -6.5283 | 30.2034 | -6.5283 | 27.6121 | -4.1834 | 27.6703 | -7.0574
3261 | 30.2005 | -6.5309 | 30.2005 | -6.5309 | 27.6089 | -4.1866 | 27.6673 | -7.0604
3262 | 30.1976 | -6.5335 | 30.1976 | -6.5335 | 27.6057 | -4.1898 | 27.6643 | -7.0633
3263 | 30.1948 | -6.5362 | 30.1948 | -6.5362 | 27.6025 | -4.1929 | 27.6613 | -7.0662
3264 | 30.1919 | -6.5388 | 30.1919 | -6.5388 | 27.5992 | -4.1961 | 27.6583 | -7.0692
3265 | 30.189 | -6.5414 | 30.189 | -6.5414 | 27.596 | -4.1993 | 27.6553 | -7.0721
3266 | 30.1862 | -6.5441 | 30.1862 | -6.5441 | 27.5928 | -4.2025 | 27.6523 | -7.075
3267 | 30.1833 | -6.5467 | 30.1833 | -6.5467 | 27.5896 | -4.2057 | 27.6493 | -7.078
3268 | 30.1804 | -6.5493 | 30.1804 | -6.5493 | 27.5863 | -4.2088 | 27.6463 | -7.0809
3269 | 30.1776 | -6.5519 | 30.1776 | -6.5519 | 27.5831 | -4.212 | 27.6433 | -7.0838
3270 | 30.1747 | -6.5546 | 30.1747 | -6.5546 | 27.5799 | -4.2152 | 27.6403 | -7.0868
3271 | 30.1719 | -6.5572 | 30.1719 | -6.5572 | 27.5767 | -4.2184 | 27.6373 | -7.0897
3272 | 30.169 | -6.5598 | 30.169 | -6.5598 | 27.5734 | -4.2215 | 27.6343 | -7.0926
3273 | 30.1662 | -6.5624 | 30.1662 | -6.5624 | 27.5702 | -4.2247 | 27.6313 | -7.0956
3274 | 30.1633 | -6.565 | 30.1633 | -6.565 | 27.567 | -4.2279 | 27.6283 | -7.0985
3275 | 30.1604 | -6.5677 | 30.1604 | -6.5677 | 27.5638 | -4.2311 | 27.6253 | -7.1014
3276 | 30.1576 | -6.5703 | 30.1576 | -6.5703 | 27.5606 | -4.2342 | 27.6223 | -7.1044
3277 | 30.1547 | -6.5729 | 30.1547 | -6.5729 | 27.5573 | -4.2374 | 27.6193 | -7.1073
3278 | 30.1519 | -6.5755 | 30.1519 | -6.5755 | 27.5541 | -4.2406 | 27.6163 | -7.1102
3279 | 30.149 | -6.5781 | 30.149 | -6.5781 | 27.5509 | -4.2438 | 27.6133 | -7.1132
3280 | 30.1462 | -6.5808 | 30.1462 | -6.5808 | 27.5477 | -4.2469 | 27.6103 | -7.1161
3281 | 30.1433 | -6.5834 | 30.1433 | -6.5834 | 27.5444 | -4.2501 | 27.6073 | -7.119
3282 | 30.1405 | -6.586 | 30.1405 | -6.586 | 27.5412 | -4.2533 | 27.6043 | -7.122
3283 | 30.1376 | -6.5886 | 30.1376 | -6.5886 | 27.538 | -4.2565 | 27.6013 | -7.1249
3284 | 30.1347 | -6.5912 | 30.1347 | -6.5912 | 27.5348 | -4.2596 | 27.5983 | -7.1278
3285 | 30.1319 | -6.5939 | 30.1319 | -6.5939 | 27.5315 | -4.2628 | 27.5953 | -7.1308
3286 | 30.129 | -6.5965 | 30.129 | -6.5965 | 27.5283 | -4.266 | 27.5923 | -7.1337
3287 | 30.1262 | -6.5991 | 30.1262 | -6.5991 | 27.5251 | -4.2692 | 27.5893 | -7.1366
3288 | 30.1233 | -6.6017 | 30.1233 | -6.6017 | 27.5219 | -4.2723 | 27.5863 | -7.1396
3289 | 30.1205 | -6.6043 | 30.1205 | -6.6043 | 27.5186 | -4.2755 | 27.5833 | -7.1425
3290 | 30.1176 | -6.6069 | 30.1176 | -6.6069 | 27.5154 | -4.2787 | 27.5803 | -7.1454
3291 | 30.1148 | -6.6096 | 30.1148 | -6.6096 | 27.5122 | -4.2819 | 27.5773 | -7.1484
3292 | 30.1119 | -6.6122 | 30.1119 | -6.6122 | 27.509 | -4.285 | 27.5743 | -7.1513
3293 | 30.109 | -6.6148 | 30.109 | -6.6148 | 27.5057 | -4.2882 | 27.5713 | -7.1542
3294 | 30.1062 | -6.6174 | 30.1062 | -6.6174 | 27.5025 | -4.2914 | 27.5683 | -7.1572
3295 | 30.1033 | -6.62 | 30.1033 | -6.62 | 27.4993 | -4.2946 | 27.5653 | -7.1601
3296 | 30.1005 | -6.6227 | 30.1005 | -6.6227 | 27.4961 | -4.2977 | 27.5623 | -7.163
3297 | 30.0976 | -6.6253 | 30.0976 | -6.6253 | 27.4928 | -4.3009 | 27.5593 | -7.166
3298 | 30.0948 | -6.6279 | 30.0948 | -6.6279 | 27.4896 | -4.3041 | 27.5563 | -7.1689
3299 | 30.0919 | -6.6305 | 30.0919 | -6.6305 | 27.4864 | -4.3073 | 27.5533 | -7.1718
3300 | 30.089 | -6.6331 | 30.089 | -6.6331 | 27.4832 | -4.3105 | 27.5503 | -7.1748
3301 | 30.0862 | -6.6358 | 30.0862 | -6.6358 | 27.4799 | -4.3136 | 27.5473 | -7.1777
3302 | 30.0833 | -6.6384 | 30.0833 | -6.6384 | 27.4767 | -4.3168 | 27.5443 | -7.1806
3303 | 30.0805 | -6.641 | 30.0805 | -6.641 | 27.4735 | -4.32 | 27.5413 | -7.1836
3304 | 30.0776 | -6.6436 | 30.0776 | -6.6436 | 27.4703 | -4.3232 | 27.5383 | -7.1865
3305 | 30.0747 | -6.6463 | 30.0747 | -6.6463 | 27.467 | -4.3263 | 27.5353 | -7.1894
3306 | 30.0719 | -6.6489 | 30.0719 | -6.6489 | 27.4638 | -4.3295 | 27.5323 | -7.1924
3307 | 30.069 | -6.6515 | 30.069 | -6.6515 | 27.4606 | -4.3327 | 27.5293 | -7.1953
3308 | 30.0661 | -6.6542 | 30.0661 | -6.6542 | 27.4574 | -4.3359 | 27.5263 | -7.1982
3309 | 30.0633 | -6.6568 | 30.0633 | -6.6568 | 27.4542 | -4.339 | 27.5233 | -7.2012
3310 | 30.0604 | -6.6594 | 30.0604 | -6.6594 | 27.4509 | -4.3422 | 27.5203 | -7.2041
3311 | 30.0575 | -6.6621 | 30.0575 | -6.6621 | 27.4477 | -4.3454 | 27.5173 | -7.207
3312 | 30.0546 | -6.6647 | 30.0546 | -6.6647 | 27.4445 | -4.3486 | 27.5143 | -7.21
3313 | 30.0518 | -6.6673 | 30.0518 | -6.6673 | 27.4413 | -4.3517 | 27.5113 | -7.2129
3314 | 30.0489 | -6.67 | 30.0489 | -6.67 | 27.438 | -4.3549 | 27.5083 | -7.2158
3315 | 30.046 | -6.6726 | 30.046 | -6.6726 | 27.4348 | -4.3581 | 27.5053 | -7.2188
3316 | 30.0431 | -6.6752 | 30.0431 | -6.6752 | 27.4316 | -4.3613 | 27.5023 | -7.2217
3317 | 30.0403 | -6.6779 | 30.0403 | -6.6779 | 27.4284 | -4.3644 | 27.4993 | -7.2246
3318 | 30.0374 | -6.6805 | 30.0374 | -6.6805 | 27.4251 | -4.3676 | 27.4963 | -7.2276
3319 | 30.0345 | -6.6832 | 30.0345 | -6.6832 | 27.4219 | -4.3708 | 27.4932 | -7.2305
3320 | 30.0316 | -6.6858 | 30.0316 | -6.6858 | 27.4187 | -4.3739 | 27.4902 | -7.2334
3321 | 30.0287 | -6.6885 | 30.0287 | -6.6885 | 27.4155 | -4.3771 | 27.4872 | -7.2364
3322 | 30.0258 | -6.6911 | 30.0258 | -6.6911 | 27.4122 | -4.3803 | 27.4842 | -7.2393
3323 | 30.0229 | -6.6938 | 30.0229 | -6.6938 | 27.409 | -4.3835 | 27.4812 | -7.2423
3324 | 30.0201 | -6.6964 | 30.0201 | -6.6964 | 27.4058 | -4.3867 | 27.4782 | -7.2452
3325 | 30.0172 | -6.6991 | 30.0172 | -6.6991 | 27.4026 | -4.3898 | 27.4752 | -7.2481
3326 | 30.0143 | -6.7018 | 30.0143 | -6.7018 | 27.3994 | -4.393 | 27.4722 | -7.2511
3327 | 30.0114 | -6.7044 | 30.0114 | -6.7044 | 27.3961 | -4.3962 | 27.4692 | -7.254
3328 | 30.0085 | -6.7071 | 30.0085 | -6.7071 | 27.3929 | -4.3994 | 27.4662 | -7.2569
3329 | 30.0056 | -6.7097 | 30.0056 | -6.7097 | 27.3897 | -4.4025 | 27.4632 | -7.2599
3330 | 30.0027 | -6.7124 | 30.0027 | -6.7124 | 27.3865 | -4.4057 | 27.4602 | -7.2628
3331 | 29.9997 | -6.7151 | 29.9997 | -6.7151 | 27.3832 | -4.4089 | 27.4572 | -7.2657
3332 | 29.9968 | -6.7178 | 29.9968 | -6.7178 | 27.38 | -4.412 | 27.4542 | -7.2687
3333 | 29.9939 | -6.7204 | 29.9939 | -6.7204 | 27.3768 | -4.4152 | 27.4512 | -7.2716
3334 | 29.991 | -6.7231 | 29.991 | -6.7231 | 27.3736 | -4.4184 | 27.4482 | -7.2745
3335 | 29.9881 | -6.7258 | 29.9881 | -6.7258 | 27.3703 | -4.4216 | 27.4452 | -7.2775
3336 | 29.9852 | -6.7285 | 29.9852 | -6.7285 | 27.3671 | -4.4248 | 27.4422 | -7.2804
3337 | 29.9822 | -6.7312 | 29.9822 | -6.7312 | 27.3639 | -4.4279 | 27.4392 | -7.2833
3338 | 29.9793 | -6.7338 | 29.9793 | -6.7338 | 27.3607 | -4.4311 | 27.4362 | -7.2863
3339 | 29.9764 | -6.7365 | 29.9764 | -6.7365 | 27.3574 | -4.4343 | 27.4332 | -7.2892
3340 | 29.9735 | -6.7392 | 29.9735 | -6.7392 | 27.3542 | -4.4375 | 27.4302 | -7.2921
3341 | 29.9705 | -6.7419 | 29.9705 | -6.7419 | 27.351 | -4.4406 | 27.4272 | -7.2951
3342 | 29.9676 | -6.7446 | 29.9676 | -6.7446 | 27.3478 | -4.4438 | 27.4242 | -7.298
3343 | 29.9646 | -6.7473 | 29.9646 | -6.7473 | 27.3446 | -4.447 | 27.4212 | -7.3009
3344 | 29.9617 | -6.75 | 29.9617 | -6.75 | 27.3413 | -4.4501 | 27.4182 | -7.3039
3345 | 29.9587 | -6.7527 | 29.9587 | -6.7527 | 27.3381 | -4.4533 | 27.4152 | -7.3068
3346 | 29.9558 | -6.7554 | 29.9558 | -6.7554 | 27.3349 | -4.4565 | 27.4122 | -7.3097
3347 | 29.9528 | -6.7582 | 29.9528 | -6.7582 | 27.3317 | -4.4597 | 27.4091 | -7.3127
3348 | 29.9499 | -6.7609 | 29.9499 | -6.7609 | 27.3284 | -4.4629 | 27.4061 | -7.3156
3349 | 29.9469 | -6.7636 | 29.9469 | -6.7636 | 27.3252 | -4.466 | 27.4031 | -7.3186
3350 | 29.944 | -6.7663 | 29.944 | -6.7663 | 27.322 | -4.4692 | 27.4001 | -7.3215
3351 | 29.941 | -6.7691 | 29.941 | -6.7691 | 27.3188 | -4.4724 | 27.3971 | -7.3244
3352 | 29.938 | -6.7718 | 29.938 | -6.7718 | 27.3155 | -4.4756 | 27.3941 | -7.3274
3353 | 29.9351 | -6.7745 | 29.9351 | -6.7745 | 27.3123 | -4.4787 | 27.3911 | -7.3303
3354 | 29.9321 | -6.7773 | 29.9321 | -6.7773 | 27.3091 | -4.4819 | 27.3881 | -7.3332
3355 | 29.9291 | -6.78 | 29.9291 | -6.78 | 27.3059 | -4.4851 | 27.3851 | -7.3362
3356 | 29.9261 | -6.7827 | 29.9261 | -6.7827 | 27.3026 | -4.4882 | 27.3821 | -7.3391
3357 | 29.9231 | -6.7855 | 29.9231 | -6.7855 | 27.2994 | -4.4914 | 27.3791 | -7.342
3358 | 29.9201 | -6.7883 | 29.9201 | -6.7883 | 27.2962 | -4.4946 | 27.3761 | -7.345
3359 | 29.9171 | -6.791 | 29.9171 | -6.791 | 27.293 | -4.4978 | 27.3729 | -7.3481
3360 | 29.9141 | -6.7938 | 29.9141 | -6.7938 | 27.2897 | -4.501 | 27.3697 | -7.3512
3361 | 29.9111 | -6.7965 | 29.9111 | -6.7965 | 27.2864 | -4.5042 | 27.3665 | -7.3544
3362 | 29.9081 | -6.7993 | 29.9081 | -6.7993 | 27.2832 | -4.5074 | 27.3633 | -7.3575
3363 | 29.9051 | -6.8021 | 29.9051 | -6.8021 | 27.2799 | -4.5106 | 27.3601 | -7.3606
3364 | 29.9021 | -6.8049 | 29.9021 | -6.8049 | 27.2767 | -4.5138 | 27.3569 | -7.3638
3365 | 29.8991 | -6.8076 | 29.8991 | -6.8076 | 27.2734 | -4.517 | 27.3537 | -7.3669
3366 | 29.8961 | -6.8104 | 29.8961 | -6.8104 | 27.2702 | -4.5202 | 27.3505 | -7.37
3367 | 29.893 | -6.8132 | 29.893 | -6.8132 | 27.2669 | -4.5234 | 27.3473 | -7.3732
3368 | 29.89 | -6.816 | 29.89 | -6.816 | 27.2637 | -4.5266 | 27.3441 | -7.3763
3369 | 29.887 | -6.8188 | 29.887 | -6.8188 | 27.2604 | -4.5298 | 27.3408 | -7.3795
3370 | 29.8839 | -6.8216 | 29.8839 | -6.8216 | 27.2572 | -4.5331 | 27.3376 | -7.3826
3371 | 29.8809 | -6.8244 | 29.8809 | -6.8244 | 27.2539 | -4.5362 | 27.3344 | -7.3857
3372 | 29.8778 | -6.8272 | 29.8778 | -6.8272 | 27.2507 | -4.5395 | 27.3312 | -7.3889
3373 | 29.8748 | -6.83 | 29.8748 | -6.83 | 27.2474 | -4.5427 | 27.328 | -7.392
3374 | 29.8717 | -6.8328 | 29.8717 | -6.8328 | 27.2441 | -4.5459 | 27.3248 | -7.3951
3375 | 29.8686 | -6.8357 | 29.8686 | -6.8357 | 27.2409 | -4.5491 | 27.3216 | -7.3983
3376 | 29.8656 | -6.8385 | 29.8656 | -6.8385 | 27.2376 | -4.5523 | 27.3184 | -7.4014
3377 | 29.8625 | -6.8413 | 29.8625 | -6.8413 | 27.2344 | -4.5555 | 27.3152 | -7.4046
3378 | 29.8594 | -6.8442 | 29.8594 | -6.8442 | 27.2311 | -4.5587 | 27.312 | -7.4077
3379 | 29.8563 | -6.847 | 29.8563 | -6.847 | 27.2279 | -4.5619 | 27.3088 | -7.4108
3380 | 29.8533 | -6.8499 | 29.8533 | -6.8499 | 27.2246 | -4.5651 | 27.3056 | -7.414
3381 | 29.8502 | -6.8527 | 29.8502 | -6.8527 | 27.2214 | -4.5683 | 27.3024 | -7.4171
3382 | 29.8471 | -6.8556 | 29.8471 | -6.8556 | 27.2181 | -4.5715 | 27.2992 | -7.4202
3383 | 29.844 | -6.8584 | 29.844 | -6.8584 | 27.2149 | -4.5747 | 27.296 | -7.4234
3384 | 29.8409 | -6.8613 | 29.8409 | -6.8613 | 27.2116 | -4.5779 | 27.2928 | -7.4265
3385 | 29.8378 | -6.8641 | 29.8378 | -6.8641 | 27.2083 | -4.5811 | 27.2896 | -7.4296
3386 | 29.8346 | -6.867 | 29.8346 | -6.867 | 27.2051 | -4.5843 | 27.2863 | -7.4328
3387 | 29.8315 | -6.8699 | 29.8315 | -6.8699 | 27.2018 | -4.5875 | 27.2831 | -7.4359
3388 | 29.8284 | -6.8728 | 29.8284 | -6.8728 | 27.1986 | -4.5907 | 27.2799 | -7.439
3389 | 29.8253 | -6.8757 | 29.8253 | -6.8757 | 27.1953 | -4.5939 | 27.2767 | -7.4422
3390 | 29.8221 | -6.8786 | 29.8221 | -6.8786 | 27.1921 | -4.5972 | 27.2735 | -7.4453
3391 | 29.819 | -6.8815 | 29.819 | -6.8815 | 27.1888 | -4.6003 | 27.2703 | -7.4485
3392 | 29.8159 | -6.8844 | 29.8159 | -6.8844 | 27.1856 | -4.6036 | 27.2671 | -7.4516
3393 | 29.8127 | -6.8873 | 29.8127 | -6.8873 | 27.1823 | -4.6068 | 27.2639 | -7.4547
3394 | 29.8096 | -6.8902 | 29.8096 | -6.8902 | 27.1791 | -4.61 | 27.2607 | -7.4579
3395 | 29.8064 | -6.8931 | 29.8064 | -6.8931 | 27.1758 | -4.6132 | 27.2575 | -7.461
3396 | 29.8032 | -6.896 | 29.8032 | -6.896 | 27.1726 | -4.6164 | 27.2543 | -7.4641
3397 | 29.8001 | -6.8989 | 29.8001 | -6.8989 | 27.1693 | -4.6196 | 27.2511 | -7.4673
3398 | 29.7969 | -6.9019 | 29.7969 | -6.9019 | 27.166 | -4.6228 | 27.2479 | -7.4704
3399 | 29.7937 | -6.9048 | 29.7937 | -6.9048 | 27.1628 | -4.626 | 27.2447 | -7.4736
3400 | 29.7905 | -6.9078 | 29.7905 | -6.9078 | 27.1595 | -4.6292 | 27.2415 | -7.4767
3401 | 29.7874 | -6.9107 | 29.7874 | -6.9107 | 27.1563 | -4.6324 | 27.2383 | -7.4798
3402 | 29.7842 | -6.9137 | 29.7842 | -6.9137 | 27.153 | -4.6356 | 27.2351 | -7.483
3403 | 29.781 | -6.9166 | 29.781 | -6.9166 | 27.1498 | -4.6388 | 27.2319 | -7.4861
3404 | 29.7778 | -6.9196 | 29.7778 | -6.9196 | 27.1465 | -4.642 | 27.2286 | -7.4892
3405 | 29.7746 | -6.9225 | 29.7746 | -6.9225 | 27.1433 | -4.6452 | 27.2254 | -7.4924
3406 | 29.7713 | -6.9255 | 29.7713 | -6.9255 | 27.14 | -4.6484 | 27.2222 | -7.4955
3407 | 29.7681 | -6.9285 | 29.7681 | -6.9285 | 27.1368 | -4.6516 | 27.219 | -7.4986
3408 | 29.7649 | -6.9315 | 29.7649 | -6.9315 | 27.1335 | -4.6548 | 27.2158 | -7.5018
3409 | 29.7617 | -6.9345 | 29.7617 | -6.9345 | 27.1304 | -4.6579 | 27.2128 | -7.5047
3410 | 29.7584 | -6.9374 | 29.7584 | -6.9374 | 27.1272 | -4.661 | 27.2098 | -7.5077
3411 | 29.7552 | -6.9404 | 29.7552 | -6.9404 | 27.1241 | -4.664 | 27.2068 | -7.5106
3412 | 29.752 | -6.9434 | 29.752 | -6.9434 | 27.121 | -4.6671 | 27.2038 | -7.5135
3413 | 29.7487 | -6.9464 | 29.7487 | -6.9464 | 27.1179 | -4.6702 | 27.2008 | -7.5165
3414 | 29.7455 | -6.9495 | 29.7455 | -6.9495 | 27.1148 | -4.6732 | 27.1978 | -7.5194
3415 | 29.7422 | -6.9525 | 29.7422 | -6.9525 | 27.1117 | -4.6763 | 27.1948 | -7.5224
3416 | 29.739 | -6.9555 | 29.739 | -6.9555 | 27.1086 | -4.6793 | 27.1918 | -7.5253
3417 | 29.7357 | -6.9585 | 29.7357 | -6.9585 | 27.1055 | -4.6824 | 27.1888 | -7.5282
3418 | 29.7324 | -6.9615 | 29.7324 | -6.9615 | 27.1024 | -4.6855 | 27.1857 | -7.5312
3419 | 29.7291 | -6.9646 | 29.7291 | -6.9646 | 27.0993 | -4.6885 | 27.1827 | -7.5341
3420 | 29.7259 | -6.9676 | 29.7259 | -6.9676 | 27.0962 | -4.6916 | 27.1797 | -7.537
3421 | 29.7226 | -6.9707 | 29.7226 | -6.9707 | 27.0931 | -4.6946 | 27.1767 | -7.54
3422 | 29.7193 | -6.9737 | 29.7193 | -6.9737 | 27.09 | -4.6977 | 27.1737 | -7.5429
3423 | 29.716 | -6.9768 | 29.716 | -6.9768 | 27.0869 | -4.7007 | 27.1707 | -7.5458
3424 | 29.7127 | -6.9798 | 29.7127 | -6.9798 | 27.0838 | -4.7038 | 27.1677 | -7.5488
3425 | 29.7094 | -6.9829 | 29.7094 | -6.9829 | 27.0807 | -4.7068 | 27.1647 | -7.5517
3426 | 29.7061 | -6.9859 | 29.7061 | -6.9859 | 27.0776 | -4.7099 | 27.1617 | -7.5547
3427 | 29.7028 | -6.989 | 29.7028 | -6.989 | 27.0745 | -4.713 | 27.1587 | -7.5576
3428 | 29.6994 | -6.9921 | 29.6994 | -6.9921 | 27.0714 | -4.716 | 27.1557 | -7.5606
3429 | 29.6961 | -6.9952 | 29.6961 | -6.9952 | 27.0682 | -4.7191 | 27.1527 | -7.5635
3430 | 29.6928 | -6.9983 | 29.6928 | -6.9983 | 27.0651 | -4.7221 | 27.1497 | -7.5664
3431 | 29.6895 | -7.0014 | 29.6895 | -7.0014 | 27.062 | -4.7252 | 27.1466 | -7.5694
3432 | 29.6861 | -7.0045 | 29.6861 | -7.0045 | 27.0589 | -4.7282 | 27.1436 | -7.5723
3433 | 29.6828 | -7.0076 | 29.6828 | -7.0076 | 27.0558 | -4.7313 | 27.1406 | -7.5752
3434 | 29.6794 | -7.0107 | 29.6794 | -7.0107 | 27.0527 | -4.7343 | 27.1376 | -7.5782
3435 | 29.6761 | -7.0138 | 29.6761 | -7.0138 | 27.0496 | -4.7374 | 27.1346 | -7.5811
3436 | 29.6727 | -7.0169 | 29.6727 | -7.0169 | 27.0465 | -4.7405 | 27.1316 | -7.5841
3437 | 29.6693 | -7.02 | 29.6693 | -7.02 | 27.0434 | -4.7435 | 27.1286 | -7.587
3438 | 29.666 | -7.0231 | 29.666 | -7.0231 | 27.0403 | -4.7466 | 27.1256 | -7.5899
3439 | 29.6626 | -7.0263 | 29.6626 | -7.0263 | 27.0372 | -4.7496 | 27.1226 | -7.5929
3440 | 29.6592 | -7.0294 | 29.6592 | -7.0294 | 27.0341 | -4.7527 | 27.1196 | -7.5958
3441 | 29.6558 | -7.0325 | 29.6558 | -7.0325 | 27.031 | -4.7557 | 27.1166 | -7.5987
3442 | 29.6525 | -7.0357 | 29.6525 | -7.0357 | 27.0279 | -4.7588 | 27.1136 | -7.6017
3443 | 29.6491 | -7.0388 | 29.6491 | -7.0388 | 27.0248 | -4.7618 | 27.1106 | -7.6046
3444 | 29.6457 | -7.042 | 29.6457 | -7.042 | 27.0217 | -4.7649 | 27.1075 | -7.6076
3445 | 29.6423 | -7.0452 | 29.6423 | -7.0452 | 27.0186 | -4.768 | 27.1045 | -7.6105
3446 | 29.6389 | -7.0483 | 29.6389 | -7.0483 | 27.0155 | -4.771 | 27.1015 | -7.6134
3447 | 29.6355 | -7.0515 | 29.6355 | -7.0515 | 27.0124 | -4.7741 | 27.0985 | -7.6164
3448 | 29.632 | -7.0547 | 29.632 | -7.0547 | 27.0092 | -4.7771 | 27.0955 | -7.6193
3449 | 29.6286 | -7.0578 | 29.6286 | -7.0578 | 27.0061 | -4.7802 | 27.0925 | -7.6223
3450 | 29.6252 | -7.061 | 29.6252 | -7.061 | 27.003 | -4.7832 | 27.0895 | -7.6252
3451 | 29.6218 | -7.0642 | 29.6218 | -7.0642 | 26.9999 | -4.7863 | 27.0865 | -7.6281
3452 | 29.6183 | -7.0674 | 29.6183 | -7.0674 | 26.9968 | -4.7893 | 27.0835 | -7.6311
3453 | 29.6149 | -7.0706 | 29.6149 | -7.0706 | 26.9937 | -4.7924 | 27.0805 | -7.634
3454 | 29.6114 | -7.0738 | 29.6114 | -7.0738 | 26.9906 | -4.7955 | 27.0775 | -7.6369
3455 | 29.608 | -7.077 | 29.608 | -7.077 | 26.9875 | -4.7985 | 27.0745 | -7.6399
3456 | 29.6045 | -7.0802 | 29.6045 | -7.0802 | 26.9844 | -4.8016 | 27.0714 | -7.6428
3457 | 29.6011 | -7.0834 | 29.6011 | -7.0834 | 26.9813 | -4.8046 | 27.0684 | -7.6457
3458 | 29.5976 | -7.0866 | 29.5976 | -7.0866 | 26.9782 | -4.8077 | 27.0654 | -7.6487
3459 | 29.5942 | -7.0899 | 29.5942 | -7.0899 | 26.9752 | -4.8106 | 27.0624 | -7.6516
3460 | 29.5907 | -7.0931 | 29.5907 | -7.0931 | 26.9723 | -4.8135 | 27.0594 | -7.6546
3461 | 29.5872 | -7.0963 | 29.5872 | -7.0963 | 26.9694 | -4.8164 | 27.0564 | -7.6575
3462 | 29.5837 | -7.0996 | 29.5837 | -7.0996 | 26.9664 | -4.8193 | 27.0534 | -7.6604
3463 | 29.5802 | -7.1028 | 29.5802 | -7.1028 | 26.9635 | -4.8221 | 27.0504 | -7.6634
3464 | 29.5768 | -7.1061 | 29.5768 | -7.1061 | 26.9606 | -4.825 | 27.0474 | -7.6663
3465 | 29.5733 | -7.1093 | 29.5733 | -7.1093 | 26.9576 | -4.8279 | 27.0444 | -7.6693
3466 | 29.5698 | -7.1126 | 29.5698 | -7.1126 | 26.9547 | -4.8308 | 27.0414 | -7.6722
3467 | 29.5663 | -7.1158 | 29.5663 | -7.1158 | 26.9518 | -4.8337 | 27.0383 | -7.6752
3468 | 29.5627 | -7.1191 | 29.5627 | -7.1191 | 26.9488 | -4.8365 | 27.0353 | -7.6781
3469 | 29.5592 | -7.1224 | 29.5592 | -7.1224 | 26.9459 | -4.8394 | 27.0323 | -7.681
3470 | 29.5557 | -7.1256 | 29.5557 | -7.1256 | 26.943 | -4.8423 | 27.0293 | -7.684
3471 | 29.5522 | -7.1289 | 29.5522 | -7.1289 | 26.94 | -4.8452 | 27.0263 | -7.6869
3472 | 29.5487 | -7.1322 | 29.5487 | -7.1322 | 26.9371 | -4.8481 | 27.0233 | -7.6898
3473 | 29.5451 | -7.1355 | 29.5451 | -7.1355 | 26.9342 | -4.8509 | 27.0203 | -7.6928
3474 | 29.5416 | -7.1388 | 29.5416 | -7.1388 | 26.9313 | -4.8538 | 27.0173 | -7.6957
3475 | 29.5381 | -7.1421 | 29.5381 | -7.1421 | 26.9283 | -4.8567 | 27.0143 | -7.6987
3476 | 29.5345 | -7.1454 | 29.5345 | -7.1454 | 26.9254 | -4.8596 | 27.0113 | -7.7016
3477 | 29.531 | -7.1487 | 29.531 | -7.1487 | 26.9225 | -4.8625 | 27.0082 | -7.7046
3478 | 29.5274 | -7.152 | 29.5274 | -7.152 | 26.9195 | -4.8654 | 27.0052 | -7.7075
3479 | 29.5239 | -7.1553 | 29.5239 | -7.1553 | 26.9166 | -4.8682 | 27.0022 | -7.7104
3480 | 29.5203 | -7.1586 | 29.5203 | -7.1586 | 26.9137 | -4.8711 | 26.9992 | -7.7134
3481 | 29.5167 | -7.1619 | 29.5167 | -7.1619 | 26.9107 | -4.874 | 26.9962 | -7.7163
3482 | 29.5132 | -7.1653 | 29.5132 | -7.1653 | 26.9078 | -4.8769 | 26.9932 | -7.7192
3483 | 29.5096 | -7.1686 | 29.5096 | -7.1686 | 26.9049 | -4.8797 | 26.9902 | -7.7222
3484 | 29.506 | -7.1719 | 29.506 | -7.1719 | 26.902 | -4.8826 | 26.9872 | -7.7251
3485 | 29.5024 | -7.1753 | 29.5024 | -7.1753 | 26.899 | -4.8855 | 26.9842 | -7.7281
3486 | 29.4988 | -7.1786 | 29.4988 | -7.1786 | 26.8961 | -4.8884 | 26.9812 | -7.731
3487 | 29.4952 | -7.182 | 29.4952 | -7.182 | 26.8932 | -4.8913 | 26.9781 | -7.734
3488 | 29.4916 | -7.1853 | 29.4916 | -7.1853 | 26.8902 | -4.8942 | 26.9751 | -7.7369
3489 | 29.488 | -7.1887 | 29.488 | -7.1887 | 26.8873 | -4.897 | 26.9721 | -7.7398
3490 | 29.4844 | -7.192 | 29.4844 | -7.192 | 26.8844 | -4.8999 | 26.9691 | -7.7428
3491 | 29.4808 | -7.1954 | 29.4808 | -7.1954 | 26.8814 | -4.9028 | 26.9661 | -7.7457
3492 | 29.4772 | -7.1988 | 29.4772 | -7.1988 | 26.8785 | -4.9057 | 26.9631 | -7.7486
3493 | 29.4736 | -7.2022 | 29.4736 | -7.2022 | 26.8756 | -4.9086 | 26.9601 | -7.7516
3494 | 29.47 | -7.2055 | 29.47 | -7.2055 | 26.8726 | -4.9114 | 26.9571 | -7.7545
3495 | 29.4663 | -7.2089 | 29.4663 | -7.2089 | 26.8697 | -4.9143 | 26.9541 | -7.7575
3496 | 29.4627 | -7.2123 | 29.4627 | -7.2123 | 26.8668 | -4.9172 | 26.9511 | -7.7604
3497 | 29.4591 | -7.2157 | 29.4591 | -7.2157 | 26.8639 | -4.9201 | 26.948 | -7.7633
3498 | 29.4554 | -7.2191 | 29.4554 | -7.2191 | 26.8609 | -4.923 | 26.945 | -7.7663
3499 | 29.4518 | -7.2225 | 29.4518 | -7.2225 | 26.858 | -4.9258 | 26.942 | -7.7692
3500 | 29.4481 | -7.2259 | 29.4481 | -7.2259 | 26.8551 | -4.9287 | 26.939 | -7.7722
3501 | 29.4445 | -7.2293 | 29.4445 | -7.2293 | 26.8521 | -4.9316 | 26.936 | -7.7751
3502 | 29.4408 | -7.2327 | 29.4408 | -7.2327 | 26.8492 | -4.9345 | 26.933 | -7.7781
3503 | 29.4372 | -7.2361 | 29.4372 | -7.2361 | 26.8463 | -4.9374 | 26.93 | -7.781
3504 | 29.4335 | -7.2396 | 29.4335 | -7.2396 | 26.8433 | -4.9402 | 26.927 | -7.7839
3505 | 29.4298 | -7.243 | 29.4298 | -7.243 | 26.8404 | -4.9431 | 26.924 | -7.7869
3506 | 29.4262 | -7.2464 | 29.4262 | -7.2464 | 26.8375 | -4.946 | 26.921 | -7.7898
3507 | 29.4225 | -7.2498 | 29.4225 | -7.2498 | 26.8346 | -4.9489 | 26.9179 | -7.7927
3508 | 29.4188 | -7.2533 | 29.4188 | -7.2533 | 26.8316 | -4.9518 | 26.9149 | -7.7957
3509 | 29.4151 | -7.2567 | 29.4151 | -7.2567 | 26.8288 | -4.9545 | 26.9127 | -7.7978
3510 | 29.4114 | -7.2602 | 29.4114 | -7.2602 | 26.8261 | -4.9572 | 26.9105 | -7.8
3511 | 29.4077 | -7.2636 | 29.4077 | -7.2636 | 26.8234 | -4.9599 | 26.9083 | -7.8021
3512 | 29.404 | -7.2671 | 29.404 | -7.2671 | 26.8207 | -4.9626 | 26.9061 | -7.8043
3513 | 29.4003 | -7.2705 | 29.4003 | -7.2705 | 26.8179 | -4.9652 | 26.9039 | -7.8064
3514 | 29.3966 | -7.274 | 29.3966 | -7.274 | 26.8152 | -4.9679 | 26.9017 | -7.8085
3515 | 29.3929 | -7.2774 | 29.3929 | -7.2774 | 26.8125 | -4.9706 | 26.8995 | -7.8107
3516 | 29.3892 | -7.2809 | 29.3892 | -7.2809 | 26.8097 | -4.9733 | 26.8972 | -7.8128
3517 | 29.3855 | -7.2844 | 29.3855 | -7.2844 | 26.807 | -4.976 | 26.895 | -7.815
3518 | 29.3818 | -7.2878 | 29.3818 | -7.2878 | 26.8043 | -4.9786 | 26.8928 | -7.8171
3519 | 29.3781 | -7.2913 | 29.3781 | -7.2913 | 26.8015 | -4.9813 | 26.8906 | -7.8193
3520 | 29.3743 | -7.2948 | 29.3743 | -7.2948 | 26.7988 | -4.984 | 26.8884 | -7.8214
3521 | 29.3706 | -7.2983 | 29.3706 | -7.2983 | 26.7961 | -4.9867 | 26.8862 | -7.8235
3522 | 29.3669 | -7.3018 | 29.3669 | -7.3018 | 26.7933 | -4.9893 | 26.884 | -7.8257
3523 | 29.3631 | -7.3053 | 29.3631 | -7.3053 | 26.7906 | -4.992 | 26.8818 | -7.8278
3524 | 29.3594 | -7.3088 | 29.3594 | -7.3088 | 26.7879 | -4.9947 | 26.8795 | -7.83
3525 | 29.3556 | -7.3123 | 29.3556 | -7.3123 | 26.7852 | -4.9974 | 26.8773 | -7.8321
3526 | 29.3519 | -7.3158 | 29.3519 | -7.3158 | 26.7824 | -5.0001 | 26.8751 | -7.8342
3527 | 29.3481 | -7.3193 | 29.3481 | -7.3193 | 26.7797 | -5.0028 | 26.8729 | -7.8364
3528 | 29.3444 | -7.3228 | 29.3444 | -7.3228 | 26.777 | -5.0054 | 26.8707 | -7.8385
3529 | 29.3406 | -7.3263 | 29.3406 | -7.3263 | 26.7742 | -5.0081 | 26.8685 | -7.8407
3530 | 29.3369 | -7.3298 | 29.3369 | -7.3298 | 26.7715 | -5.0108 | 26.8663 | -7.8428
3531 | 29.3331 | -7.3333 | 29.3331 | -7.3333 | 26.7688 | -5.0135 | 26.8641 | -7.8449
3532 | 29.3293 | -7.3369 | 29.3293 | -7.3369 | 26.766 | -5.0162 | 26.8618 | -7.8471
3533 | 29.3255 | -7.3404 | 29.3255 | -7.3404 | 26.7633 | -5.0188 | 26.8596 | -7.8492
3534 | 29.3218 | -7.3439 | 29.3218 | -7.3439 | 26.7606 | -5.0215 | 26.8574 | -7.8514
3535 | 29.318 | -7.3475 | 29.318 | -7.3475 | 26.7578 | -5.0242 | 26.8552 | -7.8535
3536 | 29.3142 | -7.351 | 29.3142 | -7.351 | 26.7551 | -5.0269 | 26.853 | -7.8557
3537 | 29.3104 | -7.3545 | 29.3104 | -7.3545 | 26.7524 | -5.0296 | 26.8508 | -7.8578
3538 | 29.3066 | -7.3581 | 29.3066 | -7.3581 | 26.7497 | -5.0322 | 26.8486 | -7.8599
3539 | 29.3028 | -7.3616 | 29.3028 | -7.3616 | 26.7469 | -5.0349 | 26.8464 | -7.8621
3540 | 29.299 | -7.3652 | 29.299 | -7.3652 | 26.7442 | -5.0376 | 26.8442 | -7.8642
3541 | 29.2952 | -7.3687 | 29.2952 | -7.3687 | 26.7415 | -5.0403 | 26.8419 | -7.8664
3542 | 29.2914 | -7.3723 | 29.2914 | -7.3723 | 26.7387 | -5.043 | 26.8397 | -7.8685
3543 | 29.2876 | -7.3758 | 29.2876 | -7.3758 | 26.736 | -5.0457 | 26.8375 | -7.8707
3544 | 29.2838 | -7.3794 | 29.2838 | -7.3794 | 26.7333 | -5.0483 | 26.8353 | -7.8728
3545 | 29.28 | -7.383 | 29.28 | -7.383 | 26.7305 | -5.051 | 26.8331 | -7.8749
3546 | 29.2762 | -7.3865 | 29.2762 | -7.3865 | 26.7278 | -5.0537 | 26.8309 | -7.8771
3547 | 29.2724 | -7.3901 | 29.2724 | -7.3901 | 26.7251 | -5.0564 | 26.8287 | -7.8792
3548 | 29.2686 | -7.3937 | 29.2686 | -7.3937 | 26.7224 | -5.0591 | 26.8265 | -7.8814
3549 | 29.2647 | -7.3973 | 29.2647 | -7.3973 | 26.7196 | -5.0617 | 26.8242 | -7.8835
3550 | 29.2609 | -7.4008 | 29.2609 | -7.4008 | 26.7169 | -5.0644 | 26.822 | -7.8856
3551 | 29.2571 | -7.4044 | 29.2571 | -7.4044 | 26.7142 | -5.0671 | 26.8198 | -7.8878
3552 | 29.2533 | -7.408 | 29.2533 | -7.408 | 26.7114 | -5.0698 | 26.8176 | -7.8899
3553 | 29.2494 | -7.4116 | 29.2494 | -7.4116 | 26.7087 | -5.0724 | 26.8154 | -7.8921
3554 | 29.2456 | -7.4152 | 29.2456 | -7.4152 | 26.706 | -5.0751 | 26.8132 | -7.8942
3555 | 29.2418 | -7.4188 | 29.2418 | -7.4188 | 26.7032 | -5.0778 | 26.811 | -7.8963
3556 | 29.2379 | -7.4224 | 29.2379 | -7.4224 | 26.7005 | -5.0805 | 26.8088 | -7.8985
3557 | 29.2341 | -7.426 | 29.2341 | -7.426 | 26.6978 | -5.0832 | 26.8065 | -7.9006
3558 | 29.2302 | -7.4296 | 29.2302 | -7.4296 | 26.695 | -5.0859 | 26.8043 | -7.9028
3559 | 29.2264 | -7.4332 | 29.2264 | -7.4332 | 26.6928 | -5.0881 | 26.8019 | -7.9051
3560 | 29.2225 | -7.4368 | 29.2225 | -7.4368 | 26.6907 | -5.0901 | 26.7995 | -7.9075
3561 | 29.2187 | -7.4404 | 29.2187 | -7.4404 | 26.6886 | -5.0922 | 26.7971 | -7.9098
3562 | 29.2148 | -7.444 | 29.2148 | -7.444 | 26.6864 | -5.0942 | 26.7947 | -7.9121
3563 | 29.211 | -7.4476 | 29.211 | -7.4476 | 26.6843 | -5.0963 | 26.7923 | -7.9145
3564 | 29.2071 | -7.4512 | 29.2071 | -7.4512 | 26.6822 | -5.0984 | 26.7898 | -7.9168
3565 | 29.2033 | -7.4548 | 29.2033 | -7.4548 | 26.6801 | -5.1005 | 26.7874 | -7.9192
3566 | 29.1994 | -7.4584 | 29.1994 | -7.4584 | 26.678 | -5.1025 | 26.785 | -7.9215
3567 | 29.1955 | -7.462 | 29.1955 | -7.462 | 26.6759 | -5.1046 | 26.7826 | -7.9239
3568 | 29.1917 | -7.4656 | 29.1917 | -7.4656 | 26.6738 | -5.1066 | 26.7802 | -7.9262
3569 | 29.1878 | -7.4693 | 29.1878 | -7.4693 | 26.6716 | -5.1087 | 26.7778 | -7.9286
3570 | 29.1839 | -7.4729 | 29.1839 | -7.4729 | 26.6695 | -5.1108 | 26.7754 | -7.9309
3571 | 29.1801 | -7.4765 | 29.1801 | -7.4765 | 26.6674 | -5.1128 | 26.773 | -7.9332
3572 | 29.1762 | -7.4801 | 29.1762 | -7.4801 | 26.6653 | -5.1149 | 26.7705 | -7.9356
3573 | 29.1723 | -7.4838 | 29.1723 | -7.4838 | 26.6632 | -5.117 | 26.7681 | -7.9379
3574 | 29.1685 | -7.4874 | 29.1685 | -7.4874 | 26.6611 | -5.119 | 26.7657 | -7.9403
3575 | 29.1646 | -7.491 | 29.1646 | -7.491 | 26.659 | -5.1211 | 26.7633 | -7.9426
3576 | 29.1607 | -7.4946 | 29.1607 | -7.4946 | 26.6568 | -5.1232 | 26.7609 | -7.945
3577 | 29.1568 | -7.4983 | 29.1568 | -7.4983 | 26.6547 | -5.1252 | 26.7585 | -7.9473
3578 | 29.153 | -7.5019 | 29.153 | -7.5019 | 26.6526 | -5.1273 | 26.7561 | -7.9496
3579 | 29.1491 | -7.5055 | 29.1491 | -7.5055 | 26.6505 | -5.1293 | 26.7536 | -7.952
3580 | 29.1452 | -7.5092 | 29.1452 | -7.5092 | 26.6484 | -5.1314 | 26.7512 | -7.9543
3581 | 29.1413 | -7.5128 | 29.1413 | -7.5128 | 26.6463 | -5.1335 | 26.7488 | -7.9567
3582 | 29.1374 | -7.5164 | 29.1374 | -7.5164 | 26.6442 | -5.1355 | 26.7464 | -7.959
3583 | 29.1335 | -7.5201 | 29.1335 | -7.5201 | 26.642 | -5.1376 | 26.744 | -7.9614
3584 | 29.1297 | -7.5237 | 29.1297 | -7.5237 | 26.6399 | -5.1397 | 26.7416 | -7.9637
3585 | 29.1258 | -7.5273 | 29.1258 | -7.5273 | 26.6378 | -5.1417 | 26.7392 | -7.966
3586 | 29.1219 | -7.531 | 29.1219 | -7.531 | 26.6357 | -5.1438 | 26.7367 | -7.9684
3587 | 29.118 | -7.5346 | 29.118 | -7.5346 | 26.6336 | -5.1459 | 26.7343 | -7.9707
3588 | 29.1141 | -7.5382 | 29.1141 | -7.5382 | 26.6315 | -5.1479 | 26.7319 | -7.9731
3589 | 29.1102 | -7.5419 | 29.1102 | -7.5419 | 26.6294 | -5.15 | 26.7295 | -7.9754
3590 | 29.1063 | -7.5455 | 29.1063 | -7.5455 | 26.6272 | -5.1521 | 26.7271 | -7.9778
3591 | 29.1025 | -7.5492 | 29.1025 | -7.5492 | 26.6251 | -5.1541 | 26.7247 | -7.9801
3592 | 29.0986 | -7.5528 | 29.0986 | -7.5528 | 26.623 | -5.1562 | 26.7223 | -7.9825
3593 | 29.0947 | -7.5564 | 29.0947 | -7.5564 | 26.6209 | -5.1582 | 26.7198 | -7.9848
3594 | 29.0908 | -7.5601 | 29.0908 | -7.5601 | 26.6188 | -5.1603 | 26.7174 | -7.9871
3595 | 29.0869 | -7.5637 | 29.0869 | -7.5637 | 26.6167 | -5.1624 | 26.715 | -7.9895
3596 | 29.083 | -7.5674 | 29.083 | -7.5674 | 26.6146 | -5.1645 | 26.7126 | -7.9918
3597 | 29.0791 | -7.571 | 29.0791 | -7.571 | 26.6124 | -5.1665 | 26.7102 | -7.9942
3598 | 29.0753 | -7.5746 | 29.0753 | -7.5746 | 26.6103 | -5.1686 | 26.7078 | -7.9965
3599 | 29.0714 | -7.5783 | 29.0714 | -7.5783 | 26.6082 | -5.1706 | 26.7054 | -7.9989
3600 | 29.0675 | -7.5819 | 29.0675 | -7.5819 | 26.6061 | -5.1727 | 26.7029 | -8.0012
3601 | 29.0636 | -7.5856 | 29.0636 | -7.5856 | 26.604 | -5.1748 | 26.7005 | -8.0035
3602 | 29.0597 | -7.5892 | 29.0597 | -7.5892 | 26.6019 | -5.1768 | 26.6981 | -8.0059
3603 | 29.0558 | -7.5928 | 29.0558 | -7.5928 | 26.5997 | -5.1789 | 26.6957 | -8.0082
3604 | 29.0519 | -7.5965 | 29.0519 | -7.5965 | 26.5976 | -5.181 | 26.6933 | -8.0106
3605 | 29.0481 | -7.6001 | 29.0481 | -7.6001 | 26.5955 | -5.183 | 26.6909 | -8.0129
3606 | 29.0442 | -7.6037 | 29.0442 | -7.6037 | 26.5934 | -5.1851 | 26.6885 | -8.0152
3607 | 29.0403 | -7.6074 | 29.0403 | -7.6074 | 26.5913 | -5.1872 | 26.686 | -8.0176
3608 | 29.0364 | -7.611 | 29.0364 | -7.611 | 26.5892 | -5.1892 | 26.6836 | -8.0199
3609 | 29.0325 | -7.6146 | 29.0325 | -7.6146 | 26.5875 | -5.1909 | 26.681 | -8.0225
3610 | 29.0287 | -7.6183 | 29.0287 | -7.6183 | 26.5859 | -5.1924 | 26.6784 | -8.025
3611 | 29.0248 | -7.6219 | 29.0248 | -7.6219 | 26.5843 | -5.194 | 26.6758 | -8.0276
3612 | 29.0209 | -7.6255 | 29.0209 | -7.6255 | 26.5827 | -5.1955 | 26.6732 | -8.0301
3613 | 29.017 | -7.6291 | 29.017 | -7.6291 | 26.5811 | -5.1971 | 26.6705 | -8.0327
3614 | 29.0132 | -7.6328 | 29.0132 | -7.6328 | 26.5795 | -5.1986 | 26.6679 | -8.0352
3615 | 29.0093 | -7.6364 | 29.0093 | -7.6364 | 26.5779 | -5.2002 | 26.6653 | -8.0378
3616 | 29.0054 | -7.64 | 29.0054 | -7.64 | 26.5763 | -5.2017 | 26.6627 | -8.0403
3617 | 29.0015 | -7.6436 | 29.0015 | -7.6436 | 26.5747 | -5.2033 | 26.6601 | -8.0428
3618 | 28.9977 | -7.6472 | 28.9977 | -7.6472 | 26.573 | -5.2049 | 26.6575 | -8.0454
3619 | 28.9938 | -7.6509 | 28.9938 | -7.6509 | 26.5714 | -5.2064 | 26.6549 | -8.0479
3620 | 28.99 | -7.6545 | 28.99 | -7.6545 | 26.5698 | -5.208 | 26.6522 | -8.0505
3621 | 28.9861 | -7.6581 | 28.9861 | -7.6581 | 26.5682 | -5.2095 | 26.6496 | -8.053
3622 | 28.9822 | -7.6617 | 28.9822 | -7.6617 | 26.5666 | -5.2111 | 26.647 | -8.0556
3623 | 28.9784 | -7.6653 | 28.9784 | -7.6653 | 26.565 | -5.2126 | 26.6444 | -8.0581
3624 | 28.9745 | -7.6689 | 28.9745 | -7.6689 | 26.5634 | -5.2142 | 26.6418 | -8.0607
3625 | 28.9707 | -7.6725 | 28.9707 | -7.6725 | 26.5618 | -5.2157 | 26.6392 | -8.0632
3626 | 28.9668 | -7.6761 | 28.9668 | -7.6761 | 26.5602 | -5.2173 | 26.6365 | -8.0657
3627 | 28.963 | -7.6797 | 28.963 | -7.6797 | 26.5586 | -5.2188 | 26.6339 | -8.0683
3628 | 28.9591 | -7.6833 | 28.9591 | -7.6833 | 26.557 | -5.2204 | 26.6313 | -8.0708
3629 | 28.9553 | -7.6869 | 28.9553 | -7.6869 | 26.5554 | -5.2219 | 26.6287 | -8.0734
3630 | 28.9514 | -7.6905 | 28.9514 | -7.6905 | 26.5538 | -5.2235 | 26.6261 | -8.0759
3631 | 28.9476 | -7.6941 | 28.9476 | -7.6941 | 26.5522 | -5.225 | 26.6235 | -8.0785
3632 | 28.9438 | -7.6977 | 28.9438 | -7.6977 | 26.5506 | -5.2266 | 26.6208 | -8.081
3633 | 28.9399 | -7.7012 | 28.9399 | -7.7012 | 26.549 | -5.2281 | 26.6182 | -8.0836
3634 | 28.9361 | -7.7048 | 28.9361 | -7.7048 | 26.5474 | -5.2297 | 26.6156 | -8.0861
3635 | 28.9323 | -7.7084 | 28.9323 | -7.7084 | 26.5458 | -5.2312 | 26.613 | -8.0887
3636 | 28.9285 | -7.712 | 28.9285 | -7.712 | 26.5442 | -5.2328 | 26.6104 | -8.0912
3637 | 28.9246 | -7.7155 | 28.9246 | -7.7155 | 26.5426 | -5.2343 | 26.6078 | -8.0938
3638 | 28.9208 | -7.7191 | 28.9208 | -7.7191 | 26.541 | -5.2359 | 26.6051 | -8.0963
3639 | 28.917 | -7.7227 | 28.917 | -7.7227 | 26.5394 | -5.2374 | 26.6025 | -8.0988
3640 | 28.9132 | -7.7262 | 28.9132 | -7.7262 | 26.5378 | -5.239 | 26.5999 | -8.1014
3641 | 28.9094 | -7.7298 | 28.9094 | -7.7298 | 26.5362 | -5.2405 | 26.5973 | -8.1039
3642 | 28.9056 | -7.7334 | 28.9056 | -7.7334 | 26.5346 | -5.2421 | 26.5947 | -8.1065
3643 | 28.9018 | -7.7369 | 28.9018 | -7.7369 | 26.533 | -5.2436 | 26.5921 | -8.109
3644 | 28.898 | -7.7405 | 28.898 | -7.7405 | 26.5314 | -5.2452 | 26.5894 | -8.1116
3645 | 28.8942 | -7.744 | 28.8942 | -7.744 | 26.5298 | -5.2467 | 26.5868 | -8.1141
3646 | 28.8904 | -7.7475 | 28.8904 | -7.7475 | 26.5282 | -5.2483 | 26.5842 | -8.1166
3647 | 28.8866 | -7.7511 | 28.8866 | -7.7511 | 26.5266 | -5.2499 | 26.5816 | -8.1192
3648 | 28.8828 | -7.7546 | 28.8828 | -7.7546 | 26.525 | -5.2514 | 26.579 | -8.1217
3649 | 28.8791 | -7.7581 | 28.8791 | -7.7581 | 26.5234 | -5.253 | 26.5764 | -8.1243
3650 | 28.8753 | -7.7617 | 28.8753 | -7.7617 | 26.5218 | -5.2545 | 26.5738 | -8.1268
3651 | 28.8715 | -7.7652 | 28.8715 | -7.7652 | 26.5202 | -5.2561 | 26.5711 | -8.1294
3652 | 28.8677 | -7.7687 | 28.8677 | -7.7687 | 26.5186 | -5.2576 | 26.5685 | -8.1319
3653 | 28.864 | -7.7722 | 28.864 | -7.7722 | 26.517 | -5.2592 | 26.5659 | -8.1345
3654 | 28.8602 | -7.7757 | 28.8602 | -7.7757 | 26.5154 | -5.2607 | 26.5633 | -8.137
3655 | 28.8565 | -7.7792 | 28.8565 | -7.7792 | 26.5138 | -5.2623 | 26.5607 | -8.1396
3656 | 28.8527 | -7.7828 | 28.8527 | -7.7828 | 26.5122 | -5.2638 | 26.5581 | -8.1421
3657 | 28.8489 | -7.7863 | 28.8489 | -7.7863 | 26.5106 | -5.2654 | 26.5554 | -8.1447
3658 | 28.8452 | -7.7897 | 28.8452 | -7.7897 | 26.5089 | -5.2669 | 26.5528 | -8.1472
3659 | 28.8415 | -7.7932 | 28.8415 | -7.7932 | 26.5076 | -5.2683 | 26.5508 | -8.1491
3660 | 28.8377 | -7.7967 | 28.8377 | -7.7967 | 26.5062 | -5.2696 | 26.5488 | -8.1511
3661 | 28.834 | -7.8002 | 28.834 | -7.8002 | 26.5049 | -5.2709 | 26.5468 | -8.153
3662 | 28.8303 | -7.8037 | 28.8303 | -7.8037 | 26.5035 | -5.2721 | 26.5448 | -8.155
3663 | 28.8265 | -7.8072 | 28.8265 | -7.8072 | 26.5022 | -5.2735 | 26.5427 | -8.1569
3664 | 28.8228 | -7.8106 | 28.8228 | -7.8106 | 26.5008 | -5.2747 | 26.5407 | -8.1589
3665 | 28.8191 | -7.8141 | 28.8191 | -7.8141 | 26.4995 | -5.276 | 26.5387 | -8.1608
3666 | 28.8154 | -7.8176 | 28.8154 | -7.8176 | 26.4981 | -5.2773 | 26.5367 | -8.1628
3667 | 28.8117 | -7.821 | 28.8117 | -7.821 | 26.4968 | -5.2786 | 26.5347 | -8.1647
3668 | 28.808 | -7.8245 | 28.808 | -7.8245 | 26.4955 | -5.2799 | 26.5326 | -8.1667
3669 | 28.8043 | -7.8279 | 28.8043 | -7.8279 | 26.4941 | -5.2812 | 26.5306 | -8.1686
3670 | 28.8006 | -7.8314 | 28.8006 | -7.8314 | 26.4928 | -5.2825 | 26.5286 | -8.1706
3671 | 28.7969 | -7.8348 | 28.7969 | -7.8348 | 26.4914 | -5.2838 | 26.5266 | -8.1725
3672 | 28.7932 | -7.8383 | 28.7932 | -7.8383 | 26.4901 | -5.2851 | 26.5246 | -8.1745
3673 | 28.7895 | -7.8417 | 28.7895 | -7.8417 | 26.4887 | -5.2864 | 26.5226 | -8.1764
3674 | 28.7858 | -7.8451 | 28.7858 | -7.8451 | 26.4874 | -5.2877 | 26.5205 | -8.1783
3675 | 28.7821 | -7.8485 | 28.7821 | -7.8485 | 26.486 | -5.289 | 26.5185 | -8.1803
3676 | 28.7785 | -7.852 | 28.7785 | -7.852 | 26.4847 | -5.2903 | 26.5165 | -8.1822
3677 | 28.7748 | -7.8554 | 28.7748 | -7.8554 | 26.4834 | -5.2916 | 26.5145 | -8.1842
3678 | 28.7712 | -7.8588 | 28.7712 | -7.8588 | 26.482 | -5.2929 | 26.5125 | -8.1861
3679 | 28.7675 | -7.8622 | 28.7675 | -7.8622 | 26.4807 | -5.2942 | 26.5104 | -8.1881
3680 | 28.7638 | -7.8656 | 28.7638 | -7.8656 | 26.4793 | -5.2954 | 26.5084 | -8.19
3681 | 28.7602 | -7.869 | 28.7602 | -7.869 | 26.478 | -5.2967 | 26.5064 | -8.192
3682 | 28.7566 | -7.8724 | 28.7566 | -7.8724 | 26.4766 | -5.298 | 26.5044 | -8.1939
3683 | 28.7529 | -7.8758 | 28.7529 | -7.8758 | 26.4753 | -5.2993 | 26.5024 | -8.1959
3684 | 28.7493 | -7.8791 | 28.7493 | -7.8791 | 26.4739 | -5.3006 | 26.5004 | -8.1978
3685 | 28.7457 | -7.8825 | 28.7457 | -7.8825 | 26.4726 | -5.3019 | 26.4983 | -8.1998
3686 | 28.742 | -7.8859 | 28.742 | -7.8859 | 26.4712 | -5.3032 | 26.4963 | -8.2017
3687 | 28.7384 | -7.8893 | 28.7384 | -7.8893 | 26.4699 | -5.3045 | 26.4943 | -8.2036
3688 | 28.7348 | -7.8926 | 28.7348 | -7.8926 | 26.4686 | -5.3058 | 26.4923 | -8.2056
3689 | 28.7312 | -7.896 | 28.7312 | -7.896 | 26.4672 | -5.3071 | 26.4903 | -8.2075
3690 | 28.7276 | -7.8993 | 28.7276 | -7.8993 | 26.4659 | -5.3084 | 26.4882 | -8.2095
3691 | 28.724 | -7.9027 | 28.724 | -7.9027 | 26.4645 | -5.3097 | 26.4862 | -8.2114
3692 | 28.7204 | -7.906 | 28.7204 | -7.906 | 26.4632 | -5.311 | 26.4842 | -8.2134
3693 | 28.7168 | -7.9094 | 28.7168 | -7.9094 | 26.4618 | -5.3123 | 26.4822 | -8.2153
3694 | 28.7132 | -7.9127 | 28.7132 | -7.9127 | 26.4605 | -5.3136 | 26.4802 | -8.2173
3695 | 28.7097 | -7.916 | 28.7097 | -7.916 | 26.4591 | -5.3149 | 26.4782 | -8.2192
3696 | 28.7061 | -7.9193 | 28.7061 | -7.9193 | 26.4578 | -5.3162 | 26.4761 | -8.2212
3697 | 28.7025 | -7.9226 | 28.7025 | -7.9226 | 26.4565 | -5.3175 | 26.4741 | -8.2231
3698 | 28.699 | -7.926 | 28.699 | -7.926 | 26.4551 | -5.3187 | 26.4721 | -8.2251
3699 | 28.6954 | -7.9293 | 28.6954 | -7.9293 | 26.4538 | -5.32 | 26.4701 | -8.227
3700 | 28.6918 | -7.9326 | 28.6918 | -7.9326 | 26.4524 | -5.3213 | 26.4681 | -8.229
3701 | 28.6883 | -7.9359 | 28.6883 | -7.9359 | 26.4511 | -5.3226 | 26.466 | -8.2309
3702 | 28.6848 | -7.9391 | 28.6848 | -7.9391 | 26.4497 | -5.3239 | 26.464 | -8.2328
3703 | 28.6812 | -7.9424 | 28.6812 | -7.9424 | 26.4484 | -5.3252 | 26.462 | -8.2348
3704 | 28.6777 | -7.9457 | 28.6777 | -7.9457 | 26.447 | -5.3265 | 26.46 | -8.2368
3705 | 28.6742 | -7.949 | 28.6742 | -7.949 | 26.4457 | -5.3278 | 26.458 | -8.2387
3706 | 28.6706 | -7.9523 | 28.6706 | -7.9523 | 26.4444 | -5.3291 | 26.456 | -8.2406
3707 | 28.6671 | -7.9555 | 28.6671 | -7.9555 | 26.443 | -5.3304 | 26.4539 | -8.2426
3708 | 28.6636 | -7.9588 | 28.6636 | -7.9588 | 26.4417 | -5.3317 | 26.4519 | -8.2445
3709 | 28.6601 | -7.962 | 28.6601 | -7.962 | 26.4405 | -5.3328 | 26.4499 | -8.2465
3710 | 28.6566 | -7.9653 | 28.6566 | -7.9653 | 26.4395 | -5.3338 | 26.4479 | -8.2484
3711 | 28.6531 | -7.9685 | 28.6531 | -7.9685 | 26.4384 | -5.3348 | 26.4459 | -8.2504
3712 | 28.6496 | -7.9717 | 28.6496 | -7.9717 | 26.4373 | -5.3358 | 26.4438 | -8.2523
3713 | 28.6462 | -7.975 | 28.6462 | -7.975 | 26.4362 | -5.3369 | 26.4418 | -8.2543
3714 | 28.6427 | -7.9782 | 28.6427 | -7.9782 | 26.4351 | -5.3379 | 26.4398 | -8.2562
3715 | 28.6392 | -7.9814 | 28.6392 | -7.9814 | 26.434 | -5.3389 | 26.4378 | -8.2582
3716 | 28.6358 | -7.9846 | 28.6358 | -7.9846 | 26.433 | -5.34 | 26.4358 | -8.2601
3717 | 28.6323 | -7.9878 | 28.6323 | -7.9878 | 26.4319 | -5.341 | 26.4337 | -8.2621
3718 | 28.6288 | -7.991 | 28.6288 | -7.991 | 26.4308 | -5.342 | 26.4317 | -8.264
3719 | 28.6254 | -7.9942 | 28.6254 | -7.9942 | 26.4297 | -5.3431 | 26.4297 | -8.266
3720 | 28.6219 | -7.9974 | 28.6219 | -7.9974 | 26.4286 | -5.3441 | 26.4277 | -8.2679
3721 | 28.6185 | -8.0006 | 28.6185 | -8.0006 | 26.4276 | -5.3451 | 26.4257 | -8.2699
3722 | 28.6151 | -8.0038 | 28.6151 | -8.0038 | 26.4265 | -5.3462 | 26.4236 | -8.2718
3723 | 28.6117 | -8.007 | 28.6117 | -8.007 | 26.4254 | -5.3472 | 26.4216 | -8.2738
3724 | 28.6082 | -8.0101 | 28.6082 | -8.0101 | 26.4243 | -5.3482 | 26.4196 | -8.2757
3725 | 28.6048 | -8.0133 | 28.6048 | -8.0133 | 26.4232 | -5.3493 | 26.4176 | -8.2777
3726 | 28.6014 | -8.0164 | 28.6014 | -8.0164 | 26.4221 | -5.3503 | 26.4156 | -8.2796
3727 | 28.598 | -8.0196 | 28.598 | -8.0196 | 26.4211 | -5.3513 | 26.4135 | -8.2815
3728 | 28.5946 | -8.0227 | 28.5946 | -8.0227 | 26.42 | -5.3524 | 26.4115 | -8.2835
3729 | 28.5912 | -8.0259 | 28.5912 | -8.0259 | 26.4189 | -5.3534 | 26.4095 | -8.2855
3730 | 28.5878 | -8.029 | 28.5878 | -8.029 | 26.4178 | -5.3544 | 26.4075 | -8.2874
3731 | 28.5845 | -8.0321 | 28.5845 | -8.0321 | 26.4167 | -5.3555 | 26.4055 | -8.2894
3732 | 28.5811 | -8.0353 | 28.5811 | -8.0353 | 26.4157 | -5.3565 | 26.4034 | -8.2913
3733 | 28.5777 | -8.0384 | 28.5777 | -8.0384 | 26.4146 | -5.3575 | 26.4014 | -8.2933
3734 | 28.5744 | -8.0415 | 28.5744 | -8.0415 | 26.4135 | -5.3586 | 26.3994 | -8.2952
3735 | 28.571 | -8.0446 | 28.571 | -8.0446 | 26.4124 | -5.3596 | 26.3974 | -8.2971
3736 | 28.5677 | -8.0477 | 28.5677 | -8.0477 | 26.4113 | -5.3606 | 26.3954 | -8.2991
3737 | 28.5643 | -8.0508 | 28.5643 | -8.0508 | 26.4102 | -5.3616 | 26.3933 | -8.301
3738 | 28.561 | -8.0538 | 28.561 | -8.0538 | 26.4092 | -5.3627 | 26.3913 | -8.303
3739 | 28.5577 | -8.0569 | 28.5577 | -8.0569 | 26.4081 | -5.3637 | 26.3893 | -8.3049
3740 | 28.5543 | -8.06 | 28.5543 | -8.06 | 26.407 | -5.3647 | 26.3873 | -8.3069
3741 | 28.551 | -8.0631 | 28.551 | -8.0631 | 26.4059 | -5.3658 | 26.3853 | -8.3088
3742 | 28.5477 | -8.0661 | 28.5477 | -8.0661 | 26.4048 | -5.3668 | 26.3832 | -8.3108
3743 | 28.5444 | -8.0692 | 28.5444 | -8.0692 | 26.4037 | -5.3678 | 26.3812 | -8.3127
3744 | 28.5411 | -8.0722 | 28.5411 | -8.0722 | 26.4027 | -5.3689 | 26.3792 | -8.3147
3745 | 28.5378 | -8.0752 | 28.5378 | -8.0752 | 26.4016 | -5.3699 | 26.3772 | -8.3166
3746 | 28.5345 | -8.0783 | 28.5345 | -8.0783 | 26.4005 | -5.3709 | 26.3752 | -8.3186
3747 | 28.5313 | -8.0813 | 28.5313 | -8.0813 | 26.3994 | -5.372 | 26.3731 | -8.3205
3748 | 28.528 | -8.0843 | 28.528 | -8.0843 | 26.3983 | -5.373 | 26.3711 | -8.3225
3749 | 28.5247 | -8.0873 | 28.5247 | -8.0873 | 26.3973 | -5.374 | 26.3691 | -8.3244
3750 | 28.5215 | -8.0903 | 28.5215 | -8.0903 | 26.3962 | -5.375 | 26.3671 | -8.3264
3751 | 28.5182 | -8.0933 | 28.5182 | -8.0933 | 26.3951 | -5.3761 | 26.3651 | -8.3283
3752 | 28.515 | -8.0963 | 28.515 | -8.0963 | 26.394 | -5.3771 | 26.363 | -8.3303
3753 | 28.5117 | -8.0993 | 28.5117 | -8.0993 | 26.3929 | -5.3781 | 26.361 | -8.3322
3754 | 28.5085 | -8.1023 | 28.5085 | -8.1023 | 26.3918 | -5.3792 | 26.359 | -8.3342
3755 | 28.5053 | -8.1053 | 28.5053 | -8.1053 | 26.3908 | -5.3802 | 26.357 | -8.3361
3756 | 28.502 | -8.1082 | 28.502 | -8.1082 | 26.3897 | -5.3812 | 26.355 | -8.3381
3757 | 28.4988 | -8.1112 | 28.4988 | -8.1112 | 26.3886 | -5.3823 | 26.3529 | -8.34
3758 | 28.4956 | -8.1141 | 28.4956 | -8.1141 | 26.3875 | -5.3833 | 26.3509 | -8.342
3759 | 28.4924 | -8.1171 | 28.4924 | -8.1171 | 26.3865 | -5.3842 | 26.3489 | -8.3439
3760 | 28.4892 | -8.12 | 28.4892 | -8.12 | 26.3855 | -5.3852 | 26.3469 | -8.3459
3761 | 28.486 | -8.123 | 28.486 | -8.123 | 26.3846 | -5.3861 | 26.3448 | -8.3478
3762 | 28.4829 | -8.1259 | 28.4829 | -8.1259 | 26.3836 | -5.387 | 26.3428 | -8.3498
3763 | 28.4797 | -8.1288 | 28.4797 | -8.1288 | 26.3826 | -5.388 | 26.3408 | -8.3517
3764 | 28.4765 | -8.1317 | 28.4765 | -8.1317 | 26.3816 | -5.3889 | 26.3388 | -8.3537
3765 | 28.4734 | -8.1346 | 28.4734 | -8.1346 | 26.3806 | -5.3898 | 26.3368 | -8.3556
3766 | 28.4702 | -8.1375 | 28.4702 | -8.1375 | 26.3796 | -5.3908 | 26.3347 | -8.3576
3767 | 28.4671 | -8.1404 | 28.4671 | -8.1404 | 26.3787 | -5.3917 | 26.3327 | -8.3595
3768 | 28.4639 | -8.1433 | 28.4639 | -8.1433 | 26.3777 | -5.3926 | 26.3307 | -8.3615
3769 | 28.4608 | -8.1462 | 28.4608 | -8.1462 | 26.3767 | -5.3936 | 26.3287 | -8.3634
3770 | 28.4577 | -8.149 | 28.4577 | -8.149 | 26.3757 | -5.3945 | 26.3267 | -8.3654
3771 | 28.4546 | -8.1519 | 28.4546 | -8.1519 | 26.3747 | -5.3954 | 26.3246 | -8.3673
3772 | 28.4515 | -8.1547 | 28.4515 | -8.1547 | 26.3737 | -5.3964 | 26.3226 | -8.3693
3773 | 28.4484 | -8.1576 | 28.4484 | -8.1576 | 26.3728 | -5.3973 | 26.3206 | -8.3712
3774 | 28.4453 | -8.1604 | 28.4453 | -8.1604 | 26.3718 | -5.3982 | 26.3186 | -8.3732
3775 | 28.4422 | -8.1633 | 28.4422 | -8.1633 | 26.3708 | -5.3992 | 26.3165 | -8.3751
3776 | 28.4391 | -8.1661 | 28.4391 | -8.1661 | 26.3698 | -5.4001 | 26.3145 | -8.3771
3777 | 28.436 | -8.1689 | 28.436 | -8.1689 | 26.3688 | -5.401 | 26.3125 | -8.379
3778 | 28.433 | -8.1717 | 28.433 | -8.1717 | 26.3678 | -5.402 | 26.3105 | -8.381
3779 | 28.4299 | -8.1745 | 28.4299 | -8.1745 | 26.3669 | -5.4029 | 26.3085 | -8.3829
3780 | 28.4269 | -8.1773 | 28.4269 | -8.1773 | 26.3659 | -5.4038 | 26.3064 | -8.3849
3781 | 28.4238 | -8.1801 | 28.4238 | -8.1801 | 26.3649 | -5.4047 | 26.3044 | -8.3868
3782 | 28.4208 | -8.1829 | 28.4208 | -8.1829 | 26.3639 | -5.4057 | 26.3024 | -8.3888
3783 | 28.4178 | -8.1857 | 28.4178 | -8.1857 | 26.3629 | -5.4066 | 26.3004 | -8.3907
3784 | 28.4147 | -8.1884 | 28.4147 | -8.1884 | 26.3619 | -5.4075 | 26.2983 | -8.3927
3785 | 28.4117 | -8.1912 | 28.4117 | -8.1912 | 26.361 | -5.4085 | 26.2963 | -8.3946
3786 | 28.4087 | -8.1939 | 28.4087 | -8.1939 | 26.36 | -5.4094 | 26.2943 | -8.3966
3787 | 28.4057 | -8.1967 | 28.4057 | -8.1967 | 26.359 | -5.4103 | 26.2923 | -8.3985
3788 | 28.4027 | -8.1994 | 28.4027 | -8.1994 | 26.358 | -5.4113 | 26.2903 | -8.4005
3789 | 28.3998 | -8.2021 | 28.3998 | -8.2021 | 26.357 | -5.4122 | 26.2882 | -8.4024
3790 | 28.3968 | -8.2049 | 28.3968 | -8.2049 | 26.356 | -5.4131 | 26.2862 | -8.4044
3791 | 28.3938 | -8.2076 | 28.3938 | -8.2076 | 26.3551 | -5.4141 | 26.2842 | -8.4063
3792 | 28.3908 | -8.2103 | 28.3908 | -8.2103 | 26.3541 | -5.415 | 26.2822 | -8.4083
3793 | 28.3879 | -8.213 | 28.3879 | -8.213 | 26.3531 | -5.4159 | 26.2801 | -8.4102
3794 | 28.3849 | -8.2157 | 28.3849 | -8.2157 | 26.3521 | -5.4169 | 26.2781 | -8.4122
3795 | 28.382 | -8.2184 | 28.382 | -8.2184 | 26.3511 | -5.4178 | 26.2761 | -8.4141
3796 | 28.3791 | -8.221 | 28.3791 | -8.221 | 26.3502 | -5.4187 | 26.2741 | -8.4161
3797 | 28.3762 | -8.2237 | 28.3762 | -8.2237 | 26.3492 | -5.4197 | 26.2721 | -8.418
3798 | 28.3732 | -8.2264 | 28.3732 | -8.2264 | 26.3482 | -5.4206 | 26.27 | -8.42
3799 | 28.3703 | -8.229 | 28.3703 | -8.229 | 26.3472 | -5.4215 | 26.268 | -8.4219
3800 | 28.3674 | -8.2317 | 28.3674 | -8.2317 | 26.3462 | -5.4225 | 26.266 | -8.4239
3801 | 28.3645 | -8.2343 | 28.3645 | -8.2343 | 26.3452 | -5.4234 | 26.264 | -8.4258
3802 | 28.3616 | -8.2369 | 28.3616 | -8.2369 | 26.3443 | -5.4243 | 26.2619 | -8.4278
3803 | 28.3588 | -8.2396 | 28.3588 | -8.2396 | 26.3433 | -5.4253 | 26.2599 | -8.4297
3804 | 28.3559 | -8.2422 | 28.3559 | -8.2422 | 26.3423 | -5.4262 | 26.2579 | -8.4317
3805 | 28.353 | -8.2448 | 28.353 | -8.2448 | 26.3413 | -5.4271 | 26.2559 | -8.4336
3806 | 28.3502 | -8.2474 | 28.3502 | -8.2474 | 26.3403 | -5.428 | 26.2539 | -8.4356
3807 | 28.3473 | -8.25 | 28.3473 | -8.25 | 26.3393 | -5.429 | 26.2518 | -8.4375
3808 | 28.3445 | -8.2526 | 28.3445 | -8.2526 | 26.3384 | -5.4299 | 26.2498 | -8.4395
3809 | 28.3416 | -8.2552 | 28.3416 | -8.2552 | 26.3374 | -5.4308 | 26.248 | -8.4412
3810 | 28.3388 | -8.2577 | 28.3388 | -8.2577 | 26.3365 | -5.4317 | 26.2462 | -8.443
3811 | 28.336 | -8.2603 | 28.336 | -8.2603 | 26.3355 | -5.4326 | 26.2443 | -8.4447
3812 | 28.3332 | -8.2629 | 28.3332 | -8.2629 | 26.3346 | -5.4335 | 26.2425 | -8.4465
3813 | 28.3304 | -8.2654 | 28.3304 | -8.2654 | 26.3336 | -5.4344 | 26.2407 | -8.4482
3814 | 28.3276 | -8.268 | 28.3276 | -8.268 | 26.3327 | -5.4353 | 26.2389 | -8.45
3815 | 28.3248 | -8.2705 | 28.3248 | -8.2705 | 26.3318 | -5.4361 | 26.237 | -8.4517
3816 | 28.322 | -8.273 | 28.322 | -8.273 | 26.3308 | -5.437 | 26.2352 | -8.4535
3817 | 28.3192 | -8.2756 | 28.3192 | -8.2756 | 26.3299 | -5.4379 | 26.2334 | -8.4552
3818 | 28.3164 | -8.2781 | 28.3164 | -8.2781 | 26.3289 | -5.4388 | 26.2316 | -8.457
3819 | 28.3137 | -8.2806 | 28.3137 | -8.2806 | 26.328 | -5.4397 | 26.2298 | -8.4587
3820 | 28.3109 | -8.2831 | 28.3109 | -8.2831 | 26.327 | -5.4406 | 26.2279 | -8.4605
3821 | 28.3082 | -8.2856 | 28.3082 | -8.2856 | 26.3261 | -5.4415 | 26.2261 | -8.4622
3822 | 28.3054 | -8.2881 | 28.3054 | -8.2881 | 26.3252 | -5.4424 | 26.2243 | -8.464
3823 | 28.3027 | -8.2905 | 28.3027 | -8.2905 | 26.3242 | -5.4433 | 26.2225 | -8.4657
3824 | 28.3 | -8.293 | 28.3 | -8.293 | 26.3233 | -5.4442 | 26.2206 | -8.4675
3825 | 28.2972 | -8.2955 | 28.2972 | -8.2955 | 26.3223 | -5.4451 | 26.2188 | -8.4693
3826 | 28.2945 | -8.2979 | 28.2945 | -8.2979 | 26.3214 | -5.446 | 26.217 | -8.471
3827 | 28.2918 | -8.3004 | 28.2918 | -8.3004 | 26.3204 | -5.4469 | 26.2152 | -8.4727
3828 | 28.2891 | -8.3028 | 28.2891 | -8.3028 | 26.3195 | -5.4477 | 26.2133 | -8.4745
3829 | 28.2864 | -8.3053 | 28.2864 | -8.3053 | 26.3186 | -5.4486 | 26.2115 | -8.4763
3830 | 28.2837 | -8.3077 | 28.2837 | -8.3077 | 26.3176 | -5.4495 | 26.2097 | -8.478
3831 | 28.281 | -8.3101 | 28.281 | -8.3101 | 26.3167 | -5.4504 | 26.2079 | -8.4798
3832 | 28.2784 | -8.3126 | 28.2784 | -8.3126 | 26.3157 | -5.4513 | 26.206 | -8.4815
3833 | 28.2757 | -8.315 | 28.2757 | -8.315 | 26.3148 | -5.4522 | 26.2042 | -8.4833
3834 | 28.273 | -8.3174 | 28.273 | -8.3174 | 26.3139 | -5.4531 | 26.2024 | -8.485
3835 | 28.2704 | -8.3198 | 28.2704 | -8.3198 | 26.3129 | -5.454 | 26.2006 | -8.4868
3836 | 28.2677 | -8.3222 | 28.2677 | -8.3222 | 26.312 | -5.4549 | 26.1987 | -8.4885
3837 | 28.2651 | -8.3246 | 28.2651 | -8.3246 | 26.311 | -5.4558 | 26.1969 | -8.4903
3838 | 28.2625 | -8.3269 | 28.2625 | -8.3269 | 26.3101 | -5.4566 | 26.1951 | -8.492
3839 | 28.2598 | -8.3293 | 28.2598 | -8.3293 | 26.3091 | -5.4575 | 26.1933 | -8.4938
3840 | 28.2572 | -8.3317 | 28.2572 | -8.3317 | 26.3082 | -5.4584 | 26.1915 | -8.4955
3841 | 28.2546 | -8.334 | 28.2546 | -8.334 | 26.3073 | -5.4593 | 26.1896 | -8.4973
3842 | 28.252 | -8.3364 | 28.252 | -8.3364 | 26.3063 | -5.4602 | 26.1878 | -8.499
3843 | 28.2494 | -8.3387 | 28.2494 | -8.3387 | 26.3054 | -5.4611 | 26.186 | -8.5008
3844 | 28.2468 | -8.3411 | 28.2468 | -8.3411 | 26.3044 | -5.462 | 26.1842 | -8.5025
3845 | 28.2442 | -8.3434 | 28.2442 | -8.3434 | 26.3035 | -5.4629 | 26.1823 | -8.5043
3846 | 28.2416 | -8.3457 | 28.2416 | -8.3457 | 26.3025 | -5.4638 | 26.1805 | -8.506
3847 | 28.239 | -8.3481 | 28.239 | -8.3481 | 26.3016 | -5.4647 | 26.1787 | -8.5078
3848 | 28.2364 | -8.3504 | 28.2364 | -8.3504 | 26.3007 | -5.4656 | 26.1769 | -8.5095
3849 | 28.2339 | -8.3527 | 28.2339 | -8.3527 | 26.2997 | -5.4665 | 26.175 | -8.5113
3850 | 28.2313 | -8.355 | 28.2313 | -8.355 | 26.2988 | -5.4673 | 26.1732 | -8.513
3851 | 28.2288 | -8.3573 | 28.2288 | -8.3573 | 26.2978 | -5.4682 | 26.1714 | -8.5148
3852 | 28.2262 | -8.3596 | 28.2262 | -8.3596 | 26.2969 | -5.4691 | 26.1696 | -8.5165
3853 | 28.2237 | -8.3619 | 28.2237 | -8.3619 | 26.2959 | -5.47 | 26.1677 | -8.5183
3854 | 28.2211 | -8.3642 | 28.2211 | -8.3642 | 26.295 | -5.4709 | 26.1659 | -8.52
3855 | 28.2186 | -8.3664 | 28.2186 | -8.3664 | 26.2941 | -5.4718 | 26.1641 | -8.5218
3856 | 28.2161 | -8.3687 | 28.2161 | -8.3687 | 26.2931 | -5.4727 | 26.1623 | -8.5236
3857 | 28.2135 | -8.371 | 28.2135 | -8.371 | 26.2922 | -5.4736 | 26.1604 | -8.5253
3858 | 28.211 | -8.3732 | 28.211 | -8.3732 | 26.2912 | -5.4745 | 26.1586 | -8.5271
3859 | 28.2085 | -8.3755 | 28.2085 | -8.3755 | 26.29 | -5.4757 | 26.1572 | -8.5284
3860 | 28.206 | -8.3778 | 28.206 | -8.3778 | 26.2887 | -5.4769 | 26.1558 | -8.5298
3861 | 28.2035 | -8.38 | 28.2035 | -8.38 | 26.2875 | -5.4781 | 26.1543 | -8.5311
3862 | 28.201 | -8.3822 | 28.201 | -8.3822 | 26.2862 | -5.4793 | 26.1529 | -8.5325
3863 | 28.1985 | -8.3845 | 28.1985 | -8.3845 | 26.2849 | -5.4805 | 26.1515 | -8.5338
3864 | 28.196 | -8.3867 | 28.196 | -8.3867 | 26.2837 | -5.4817 | 26.1501 | -8.5352
3865 | 28.1935 | -8.3889 | 28.1935 | -8.3889 | 26.2824 | -5.483 | 26.1486 | -8.5365
3866 | 28.1911 | -8.3912 | 28.1911 | -8.3912 | 26.2811 | -5.4842 | 26.1472 | -8.5379
3867 | 28.1886 | -8.3934 | 28.1886 | -8.3934 | 26.2799 | -5.4854 | 26.1458 | -8.5392
3868 | 28.1861 | -8.3956 | 28.1861 | -8.3956 | 26.2786 | -5.4866 | 26.1444 | -8.5406
3869 | 28.1837 | -8.3978 | 28.1837 | -8.3978 | 26.2773 | -5.4878 | 26.1429 | -8.5419
3870 | 28.1812 | -8.4 | 28.1812 | -8.4 | 26.276 | -5.489 | 26.1415 | -8.5433
3871 | 28.1787 | -8.4022 | 28.1787 | -8.4022 | 26.2748 | -5.4903 | 26.1401 | -8.5447
3872 | 28.1763 | -8.4044 | 28.1763 | -8.4044 | 26.2735 | -5.4915 | 26.1387 | -8.546
3873 | 28.1739 | -8.4066 | 28.1739 | -8.4066 | 26.2722 | -5.4927 | 26.1372 | -8.5474
3874 | 28.1714 | -8.4087 | 28.1714 | -8.4087 | 26.271 | -5.4939 | 26.1358 | -8.5487
3875 | 28.169 | -8.4109 | 28.169 | -8.4109 | 26.2697 | -5.4951 | 26.1344 | -8.5501
3876 | 28.1665 | -8.4131 | 28.1665 | -8.4131 | 26.2684 | -5.4963 | 26.133 | -8.5514
3877 | 28.1641 | -8.4153 | 28.1641 | -8.4153 | 26.2672 | -5.4976 | 26.1315 | -8.5528
3878 | 28.1617 | -8.4174 | 28.1617 | -8.4174 | 26.2659 | -5.4988 | 26.1301 | -8.5541
3879 | 28.1593 | -8.4196 | 28.1593 | -8.4196 | 26.2646 | -5.5 | 26.1287 | -8.5555
3880 | 28.1569 | -8.4218 | 28.1569 | -8.4218 | 26.2634 | -5.5012 | 26.1273 | -8.5568
3881 | 28.1544 | -8.4239 | 28.1544 | -8.4239 | 26.2621 | -5.5024 | 26.1258 | -8.5582
3882 | 28.152 | -8.4261 | 28.152 | -8.4261 | 26.2608 | -5.5037 | 26.1244 | -8.5595
3883 | 28.1496 | -8.4282 | 28.1496 | -8.4282 | 26.2596 | -5.5049 | 26.123 | -8.5609
3884 | 28.1472 | -8.4304 | 28.1472 | -8.4304 | 26.2583 | -5.5061 | 26.1215 | -8.5623
3885 | 28.1448 | -8.4325 | 28.1448 | -8.4325 | 26.257 | -5.5073 | 26.1201 | -8.5636
3886 | 28.1424 | -8.4346 | 28.1424 | -8.4346 | 26.2558 | -5.5085 | 26.1187 | -8.5649
3887 | 28.1401 | -8.4368 | 28.1401 | -8.4368 | 26.2545 | -5.5097 | 26.1173 | -8.5663
3888 | 28.1377 | -8.4389 | 28.1377 | -8.4389 | 26.2532 | -5.511 | 26.1158 | -8.5677
3889 | 28.1353 | -8.441 | 28.1353 | -8.441 | 26.252 | -5.5122 | 26.1144 | -8.569
3890 | 28.1329 | -8.4431 | 28.1329 | -8.4431 | 26.2507 | -5.5134 | 26.113 | -8.5704
3891 | 28.1305 | -8.4453 | 28.1305 | -8.4453 | 26.2494 | -5.5146 | 26.1116 | -8.5717
3892 | 28.1282 | -8.4474 | 28.1282 | -8.4474 | 26.2482 | -5.5158 | 26.1101 | -8.5731
3893 | 28.1258 | -8.4495 | 28.1258 | -8.4495 | 26.2469 | -5.517 | 26.1087 | -8.5744
3894 | 28.1234 | -8.4516 | 28.1234 | -8.4516 | 26.2456 | -5.5183 | 26.1073 | -8.5758
3895 | 28.1211 | -8.4537 | 28.1211 | -8.4537 | 26.2443 | -5.5195 | 26.1059 | -8.5771
3896 | 28.1187 | -8.4558 | 28.1187 | -8.4558 | 26.2431 | -5.5207 | 26.1044 | -8.5785
3897 | 28.1163 | -8.4579 | 28.1163 | -8.4579 | 26.2418 | -5.5219 | 26.103 | -8.5798
3898 | 28.114 | -8.46 | 28.114 | -8.46 | 26.2405 | -5.5231 | 26.1016 | -8.5812
3899 | 28.1116 | -8.4621 | 28.1116 | -8.4621 | 26.2393 | -5.5243 | 26.1002 | -8.5825
3900 | 28.1093 | -8.4642 | 28.1093 | -8.4642 | 26.238 | -5.5255 | 26.0987 | -8.5839
3901 | 28.1069 | -8.4663 | 28.1069 | -8.4663 | 26.2367 | -5.5268 | 26.0973 | -8.5853
3902 | 28.1046 | -8.4684 | 28.1046 | -8.4684 | 26.2355 | -5.528 | 26.0959 | -8.5866
3903 | 28.1023 | -8.4704 | 28.1023 | -8.4704 | 26.2342 | -5.5292 | 26.0945 | -8.588
3904 | 28.0999 | -8.4725 | 28.0999 | -8.4725 | 26.2329 | -5.5304 | 26.093 | -8.5893
3905 | 28.0976 | -8.4746 | 28.0976 | -8.4746 | 26.2317 | -5.5316 | 26.0916 | -8.5907
3906 | 28.0952 | -8.4767 | 28.0952 | -8.4767 | 26.2304 | -5.5328 | 26.0902 | -8.592
3907 | 28.0929 | -8.4787 | 28.0929 | -8.4787 | 26.2291 | -5.5341 | 26.0888 | -8.5934
3908 | 28.0906 | -8.4808 | 28.0906 | -8.4808 | 26.2279 | -5.5353 | 26.0873 | -8.5947
3909 | 28.0883 | -8.4829 | 28.0883 | -8.4829 | 26.2264 | -5.5367 | 26.0859 | -8.5961
3910 | 28.0859 | -8.4849 | 28.0859 | -8.4849 | 26.225 | -5.5381 | 26.0845 | -8.5974
3911 | 28.0836 | -8.487 | 28.0836 | -8.487 | 26.2235 | -5.5395 | 26.083 | -8.5988
3912 | 28.0813 | -8.4891 | 28.0813 | -8.4891 | 26.222 | -5.5409 | 26.0816 | -8.6001
3913 | 28.079 | -8.4911 | 28.079 | -8.4911 | 26.2206 | -5.5423 | 26.0802 | -8.6015
3914 | 28.0767 | -8.4932 | 28.0767 | -8.4932 | 26.2191 | -5.5437 | 26.0788 | -8.6029
3915 | 28.0744 | -8.4952 | 28.0744 | -8.4952 | 26.2177 | -5.5451 | 26.0773 | -8.6042
3916 | 28.0721 | -8.4973 | 28.0721 | -8.4973 | 26.2162 | -5.5465 | 26.0759 | -8.6056
3917 | 28.0697 | -8.4993 | 28.0697 | -8.4993 | 26.2148 | -5.5479 | 26.0745 | -8.6069
3918 | 28.0674 | -8.5014 | 28.0674 | -8.5014 | 26.2133 | -5.5493 | 26.0731 | -8.6083
3919 | 28.0651 | -8.5034 | 28.0651 | -8.5034 | 26.2118 | -5.5507 | 26.0716 | -8.6096
3920 | 28.0628 | -8.5055 | 28.0628 | -8.5055 | 26.2104 | -5.5521 | 26.0702 | -8.611
3921 | 28.0605 | -8.5075 | 28.0605 | -8.5075 | 26.2089 | -5.5536 | 26.0688 | -8.6123
3922 | 28.0582 | -8.5095 | 28.0582 | -8.5095 | 26.2075 | -5.5549 | 26.0673 | -8.6137
3923 | 28.0559 | -8.5116 | 28.0559 | -8.5116 | 26.206 | -5.5564 | 26.0659 | -8.6151
3924 | 28.0536 | -8.5136 | 28.0536 | -8.5136 | 26.2046 | -5.5578 | 26.0645 | -8.6164
3925 | 28.0514 | -8.5157 | 28.0514 | -8.5157 | 26.2031 | -5.5592 | 26.0631 | -8.6178
3926 | 28.0491 | -8.5177 | 28.0491 | -8.5177 | 26.2016 | -5.5606 | 26.0616 | -8.6191
3927 | 28.0468 | -8.5197 | 28.0468 | -8.5197 | 26.2002 | -5.562 | 26.0602 | -8.6205
3928 | 28.0445 | -8.5217 | 28.0445 | -8.5217 | 26.1987 | -5.5634 | 26.0588 | -8.6218
3929 | 28.0422 | -8.5238 | 28.0422 | -8.5238 | 26.1973 | -5.5648 | 26.0573 | -8.6232
3930 | 28.0399 | -8.5258 | 28.0399 | -8.5258 | 26.1958 | -5.5662 | 26.0559 | -8.6245
3931 | 28.0376 | -8.5278 | 28.0376 | -8.5278 | 26.1944 | -5.5676 | 26.0545 | -8.6259
3932 | 28.0353 | -8.5298 | 28.0353 | -8.5298 | 26.1929 | -5.569 | 26.0531 | -8.6273
3933 | 28.0331 | -8.5319 | 28.0331 | -8.5319 | 26.1914 | -5.5704 | 26.0516 | -8.6286
3934 | 28.0308 | -8.5339 | 28.0308 | -8.5339 | 26.19 | -5.5718 | 26.0502 | -8.63
3935 | 28.0285 | -8.5359 | 28.0285 | -8.5359 | 26.1885 | -5.5732 | 26.0488 | -8.6313
3936 | 28.0262 | -8.5379 | 28.0262 | -8.5379 | 26.1871 | -5.5746 | 26.0474 | -8.6327
3937 | 28.024 | -8.54 | 28.024 | -8.54 | 26.1856 | -5.576 | 26.0459 | -8.634
3938 | 28.0217 | -8.542 | 28.0217 | -8.542 | 26.1842 | -5.5774 | 26.0445 | -8.6354
3939 | 28.0194 | -8.544 | 28.0194 | -8.544 | 26.1827 | -5.5789 | 26.0431 | -8.6367
3940 | 28.0171 | -8.546 | 28.0171 | -8.546 | 26.1812 | -5.5803 | 26.0416 | -8.6381
3941 | 28.0149 | -8.548 | 28.0149 | -8.548 | 26.1798 | -5.5817 | 26.0402 | -8.6395
3942 | 28.0126 | -8.55 | 28.0126 | -8.55 | 26.1783 | -5.5831 | 26.0388 | -8.6408
3943 | 28.0103 | -8.552 | 28.0103 | -8.552 | 26.1769 | -5.5845 | 26.0374 | -8.6422
3944 | 28.008 | -8.554 | 28.008 | -8.554 | 26.1754 | -5.5859 | 26.0359 | -8.6435
3945 | 28.0058 | -8.5561 | 28.0058 | -8.5561 | 26.174 | -5.5873 | 26.0345 | -8.6449
3946 | 28.0035 | -8.5581 | 28.0035 | -8.5581 | 26.1725 | -5.5887 | 26.0331 | -8.6462
3947 | 28.0012 | -8.5601 | 28.0012 | -8.5601 | 26.171 | -5.5901 | 26.0317 | -8.6476
3948 | 27.999 | -8.5621 | 27.999 | -8.5621 | 26.1696 | -5.5915 | 26.0302 | -8.6489
3949 | 27.9967 | -8.5641 | 27.9967 | -8.5641 | 26.1681 | -5.5929 | 26.0288 | -8.6503
3950 | 27.9944 | -8.5661 | 27.9944 | -8.5661 | 26.1667 | -5.5943 | 26.0274 | -8.6516
3951 | 27.9922 | -8.5681 | 27.9922 | -8.5681 | 26.1652 | -5.5957 | 26.0259 | -8.653
3952 | 27.9899 | -8.5701 | 27.9899 | -8.5701 | 26.1638 | -5.5971 | 26.0245 | -8.6544
3953 | 27.9876 | -8.5721 | 27.9876 | -8.5721 | 26.1623 | -5.5985 | 26.0231 | -8.6557
3954 | 27.9854 | -8.5741 | 27.9854 | -8.5741 | 26.1608 | -5.5999 | 26.0217 | -8.6571
3955 | 27.9831 | -8.5761 | 27.9831 | -8.5761 | 26.1594 | -5.6013 | 26.0202 | -8.6584
3956 | 27.9808 | -8.5781 | 27.9808 | -8.5781 | 26.1579 | -5.6028 | 26.0188 | -8.6598
3957 | 27.9786 | -8.5801 | 27.9786 | -8.5801 | 26.1565 | -5.6041 | 26.0174 | -8.6611
3958 | 27.9763 | -8.5821 | 27.9763 | -8.5821 | 26.155 | -5.6056 | 26.0159 | -8.6625
3959 | 27.9741 | -8.5841 | 27.9741 | -8.5841 | 26.1533 | -5.6073 | 26.0145 | -8.6638
3960 | 27.9718 | -8.5861 | 27.9718 | -8.5861 | 26.1515 | -5.609 | 26.0131 | -8.6652
3961 | 27.9695 | -8.5881 | 27.9695 | -8.5881 | 26.1497 | -5.6107 | 26.0117 | -8.6666
3962 | 27.9673 | -8.5902 | 27.9673 | -8.5902 | 26.148 | -5.6124 | 26.0102 | -8.6679
3963 | 27.965 | -8.5922 | 27.965 | -8.5922 | 26.1462 | -5.6141 | 26.0088 | -8.6693
3964 | 27.9627 | -8.5942 | 27.9627 | -8.5942 | 26.1445 | -5.6158 | 26.0074 | -8.6706
3965 | 27.9605 | -8.5962 | 27.9605 | -8.5962 | 26.1427 | -5.6175 | 26.0059 | -8.672
3966 | 27.9582 | -8.5982 | 27.9582 | -8.5982 | 26.141 | -5.6192 | 26.0045 | -8.6733
3967 | 27.9559 | -8.6002 | 27.9559 | -8.6002 | 26.1392 | -5.6209 | 26.0031 | -8.6747
3968 | 27.9537 | -8.6022 | 27.9537 | -8.6022 | 26.1374 | -5.6226 | 26.0017 | -8.6761
3969 | 27.9514 | -8.6042 | 27.9514 | -8.6042 | 26.1357 | -5.6243 | 26.0002 | -8.6774
3970 | 27.9492 | -8.6062 | 27.9492 | -8.6062 | 26.1339 | -5.626 | 25.9988 | -8.6788
3971 | 27.9469 | -8.6082 | 27.9469 | -8.6082 | 26.1322 | -5.6277 | 25.9974 | -8.6801
3972 | 27.9446 | -8.6102 | 27.9446 | -8.6102 | 26.1304 | -5.6294 | 25.9959 | -8.6815
3973 | 27.9424 | -8.6122 | 27.9424 | -8.6122 | 26.1287 | -5.6311 | 25.9945 | -8.6828
3974 | 27.9401 | -8.6142 | 27.9401 | -8.6142 | 26.1269 | -5.6329 | 25.9931 | -8.6842
3975 | 27.9378 | -8.6162 | 27.9378 | -8.6162 | 26.1251 | -5.6346 | 25.9916 | -8.6855
3976 | 27.9356 | -8.6182 | 27.9356 | -8.6182 | 26.1234 | -5.6363 | 25.9902 | -8.6869
3977 | 27.9333 | -8.6202 | 27.9333 | -8.6202 | 26.1216 | -5.638 | 25.9888 | -8.6883
3978 | 27.931 | -8.6222 | 27.931 | -8.6222 | 26.1199 | -5.6397 | 25.9874 | -8.6896
3979 | 27.9288 | -8.6242 | 27.9288 | -8.6242 | 26.1181 | -5.6414 | 25.9859 | -8.691
3980 | 27.9265 | -8.6263 | 27.9265 | -8.6263 | 26.1163 | -5.6431 | 25.9845 | -8.6923
3981 | 27.9242 | -8.6283 | 27.9242 | -8.6283 | 26.1146 | -5.6448 | 25.9831 | -8.6937
3982 | 27.9219 | -8.6303 | 27.9219 | -8.6303 | 26.1128 | -5.6465 | 25.9816 | -8.6951
3983 | 27.9197 | -8.6323 | 27.9197 | -8.6323 | 26.1111 | -5.6482 | 25.9802 | -8.6964
3984 | 27.9174 | -8.6343 | 27.9174 | -8.6343 | 26.1093 | -5.6499 | 25.9788 | -8.6978
3985 | 27.9151 | -8.6363 | 27.9151 | -8.6363 | 26.1076 | -5.6516 | 25.9774 | -8.6991
3986 | 27.9129 | -8.6383 | 27.9129 | -8.6383 | 26.1058 | -5.6533 | 25.9759 | -8.7005
3987 | 27.9106 | -8.6403 | 27.9106 | -8.6403 | 26.104 | -5.655 | 25.9745 | -8.7018
3988 | 27.9083 | -8.6424 | 27.9083 | -8.6424 | 26.1023 | -5.6567 | 25.9731 | -8.7032
3989 | 27.906 | -8.6444 | 27.906 | -8.6444 | 26.1005 | -5.6585 | 25.9716 | -8.7045
3990 | 27.9037 | -8.6464 | 27.9037 | -8.6464 | 26.0988 | -5.6602 | 25.9702 | -8.7059
3991 | 27.9015 | -8.6484 | 27.9015 | -8.6484 | 26.097 | -5.6619 | 25.9688 | -8.7073
3992 | 27.8992 | -8.6504 | 27.8992 | -8.6504 | 26.0952 | -5.6636 | 25.9673 | -8.7086
3993 | 27.8969 | -8.6525 | 27.8969 | -8.6525 | 26.0935 | -5.6653 | 25.9659 | -8.71
3994 | 27.8946 | -8.6545 | 27.8946 | -8.6545 | 26.0917 | -5.667 | 25.9645 | -8.7113
3995 | 27.8923 | -8.6565 | 27.8923 | -8.6565 | 26.09 | -5.6687 | 25.9631 | -8.7127
3996 | 27.89 | -8.6585 | 27.89 | -8.6585 | 26.0882 | -5.6704 | 25.9616 | -8.714
3997 | 27.8877 | -8.6606 | 27.8877 | -8.6606 | 26.0865 | -5.6721 | 25.9602 | -8.7154
3998 | 27.8855 | -8.6626 | 27.8855 | -8.6626 | 26.0847 | -5.6738 | 25.9588 | -8.7167
3999 | 27.8832 | -8.6646 | 27.8832 | -8.6646 | 26.0829 | -5.6755 | 25.9573 | -8.7181
4000 | 27.8809 | -8.6667 | 27.8809 | -8.6667 | 26.0812 | -5.6772 | 25.9559 | -8.7195
4001 | 27.8786 | -8.6687 | 27.8786 | -8.6687 | 26.0794 | -5.6789 | 25.9545 | -8.7208
4002 | 27.8763 | -8.6707 | 27.8763 | -8.6707 | 26.0777 | -5.6806 | 25.953 | -8.7222
4003 | 27.874 | -8.6728 | 27.874 | -8.6728 | 26.0759 | -5.6823 | 25.9516 | -8.7235
4004 | 27.8717 | -8.6748 | 27.8717 | -8.6748 | 26.0742 | -5.6841 | 25.9502 | -8.7249
4005 | 27.8694 | -8.6769 | 27.8694 | -8.6769 | 26.0724 | -5.6857 | 25.9488 | -8.7263
4006 | 27.8671 | -8.6789 | 27.8671 | -8.6789 | 26.0706 | -5.6875 | 25.9473 | -8.7276
4007 | 27.8648 | -8.6809 | 27.8648 | -8.6809 | 26.0689 | -5.6892 | 25.9459 | -8.729
4008 | 27.8624 | -8.683 | 27.8624 | -8.683 | 26.0671 | -5.6909 | 25.9445 | -8.7303
4009 | 27.8601 | -8.685 | 27.8601 | -8.685 | 26.0654 | -5.6925 | 25.9432 | -8.7315
4010 | 27.8578 | -8.6871 | 27.8578 | -8.6871 | 26.0637 | -5.6942 | 25.942 | -8.7326
4011 | 27.8555 | -8.6892 | 27.8555 | -8.6892 | 26.062 | -5.6959 | 25.9408 | -8.7338
4012 | 27.8532 | -8.6912 | 27.8532 | -8.6912 | 26.0603 | -5.6975 | 25.9395 | -8.7349
4013 | 27.8509 | -8.6933 | 27.8509 | -8.6933 | 26.0585 | -5.6992 | 25.9383 | -8.7361
4014 | 27.8485 | -8.6953 | 27.8485 | -8.6953 | 26.0568 | -5.7008 | 25.9371 | -8.7373
4015 | 27.8462 | -8.6974 | 27.8462 | -8.6974 | 26.0551 | -5.7025 | 25.9359 | -8.7384
4016 | 27.8439 | -8.6995 | 27.8439 | -8.6995 | 26.0534 | -5.7042 | 25.9346 | -8.7396
4017 | 27.8416 | -8.7015 | 27.8416 | -8.7015 | 26.0517 | -5.7058 | 25.9334 | -8.7408
4018 | 27.8392 | -8.7036 | 27.8392 | -8.7036 | 26.05 | -5.7075 | 25.9322 | -8.7419
4019 | 27.8369 | -8.7057 | 27.8369 | -8.7057 | 26.0482 | -5.7092 | 25.9309 | -8.7431
4020 | 27.8345 | -8.7078 | 27.8345 | -8.7078 | 26.0465 | -5.7108 | 25.9297 | -8.7442
4021 | 27.8322 | -8.7098 | 27.8322 | -8.7098 | 26.0448 | -5.7125 | 25.9285 | -8.7454
4022 | 27.8299 | -8.7119 | 27.8299 | -8.7119 | 26.0431 | -5.7142 | 25.9272 | -8.7465
4023 | 27.8275 | -8.714 | 27.8275 | -8.714 | 26.0414 | -5.7158 | 25.926 | -8.7477
4024 | 27.8252 | -8.7161 | 27.8252 | -8.7161 | 26.0397 | -5.7175 | 25.9248 | -8.7488
4025 | 27.8228 | -8.7182 | 27.8228 | -8.7182 | 26.038 | -5.7192 | 25.9235 | -8.75
4026 | 27.8205 | -8.7203 | 27.8205 | -8.7203 | 26.0362 | -5.7208 | 25.9223 | -8.7512
4027 | 27.8181 | -8.7224 | 27.8181 | -8.7224 | 26.0345 | -5.7225 | 25.9211 | -8.7523
4028 | 27.8157 | -8.7245 | 27.8157 | -8.7245 | 26.0328 | -5.7241 | 25.9198 | -8.7535
4029 | 27.8134 | -8.7266 | 27.8134 | -8.7266 | 26.0311 | -5.7258 | 25.9186 | -8.7546
4030 | 27.811 | -8.7287 | 27.811 | -8.7287 | 26.0294 | -5.7275 | 25.9174 | -8.7558
4031 | 27.8086 | -8.7308 | 27.8086 | -8.7308 | 26.0277 | -5.7291 | 25.9162 | -8.757
4032 | 27.8063 | -8.7329 | 27.8063 | -8.7329 | 26.0259 | -5.7308 | 25.9149 | -8.7581
4033 | 27.8039 | -8.735 | 27.8039 | -8.735 | 26.0242 | -5.7325 | 25.9137 | -8.7593
4034 | 27.8015 | -8.7371 | 27.8015 | -8.7371 | 26.0225 | -5.7341 | 25.9125 | -8.7604
4035 | 27.7991 | -8.7393 | 27.7991 | -8.7393 | 26.0208 | -5.7358 | 25.9112 | -8.7616
4036 | 27.7967 | -8.7414 | 27.7967 | -8.7414 | 26.0191 | -5.7375 | 25.91 | -8.7628
4037 | 27.7943 | -8.7435 | 27.7943 | -8.7435 | 26.0174 | -5.7391 | 25.9088 | -8.7639
4038 | 27.7919 | -8.7457 | 27.7919 | -8.7457 | 26.0157 | -5.7408 | 25.9075 | -8.7651
4039 | 27.7895 | -8.7478 | 27.7895 | -8.7478 | 26.0139 | -5.7424 | 25.9063 | -8.7662
4040 | 27.7871 | -8.7499 | 27.7871 | -8.7499 | 26.0122 | -5.7441 | 25.9051 | -8.7674
4041 | 27.7847 | -8.7521 | 27.7847 | -8.7521 | 26.0105 | -5.7458 | 25.9038 | -8.7685
4042 | 27.7823 | -8.7542 | 27.7823 | -8.7542 | 26.0088 | -5.7474 | 25.9026 | -8.7697
4043 | 27.7799 | -8.7564 | 27.7799 | -8.7564 | 26.0071 | -5.7491 | 25.9014 | -8.7709
4044 | 27.7775 | -8.7585 | 27.7775 | -8.7585 | 26.0054 | -5.7508 | 25.9001 | -8.772
4045 | 27.7751 | -8.7607 | 27.7751 | -8.7607 | 26.0036 | -5.7524 | 25.8989 | -8.7732
4046 | 27.7727 | -8.7628 | 27.7727 | -8.7628 | 26.0019 | -5.7541 | 25.8977 | -8.7743
4047 | 27.7702 | -8.765 | 27.7702 | -8.765 | 26.0002 | -5.7558 | 25.8965 | -8.7755
4048 | 27.7678 | -8.7672 | 27.7678 | -8.7672 | 25.9985 | -5.7574 | 25.8952 | -8.7767
4049 | 27.7654 | -8.7693 | 27.7654 | -8.7693 | 25.9968 | -5.7591 | 25.894 | -8.7778
4050 | 27.7629 | -8.7715 | 27.7629 | -8.7715 | 25.9951 | -5.7607 | 25.8928 | -8.779
4051 | 27.7605 | -8.7737 | 27.7605 | -8.7737 | 25.9934 | -5.7624 | 25.8915 | -8.7801
4052 | 27.7581 | -8.7759 | 27.7581 | -8.7759 | 25.9916 | -5.7641 | 25.8903 | -8.7813
4053 | 27.7556 | -8.778 | 27.7556 | -8.778 | 25.9899 | -5.7657 | 25.8891 | -8.7825
4054 | 27.7532 | -8.7802 | 27.7532 | -8.7802 | 25.9882 | -5.7674 | 25.8878 | -8.7836
4055 | 27.7507 | -8.7824 | 27.7507 | -8.7824 | 25.9865 | -5.7691 | 25.8866 | -8.7848
4056 | 27.7483 | -8.7846 | 27.7483 | -8.7846 | 25.9848 | -5.7707 | 25.8854 | -8.7859
4057 | 27.7458 | -8.7868 | 27.7458 | -8.7868 | 25.9831 | -5.7724 | 25.8841 | -8.7871
4058 | 27.7433 | -8.789 | 27.7433 | -8.789 | 25.9814 | -5.774 | 25.8829 | -8.7882
4059 | 27.7409 | -8.7912 | 27.7409 | -8.7912 | 25.9799 | -5.7755 | 25.8817 | -8.7894
4060 | 27.7384 | -8.7934 | 27.7384 | -8.7934 | 25.9784 | -5.7769 | 25.8804 | -8.7906
4061 | 27.7359 | -8.7957 | 27.7359 | -8.7957 | 25.9769 | -5.7784 | 25.8792 | -8.7917
4062 | 27.7334 | -8.7979 | 27.7334 | -8.7979 | 25.9754 | -5.7798 | 25.878 | -8.7929
4063 | 27.7309 | -8.8001 | 27.7309 | -8.8001 | 25.9739 | -5.7812 | 25.8767 | -8.794
4064 | 27.7285 | -8.8023 | 27.7285 | -8.8023 | 25.9724 | -5.7827 | 25.8755 | -8.7952
4065 | 27.726 | -8.8046 | 27.726 | -8.8046 | 25.9709 | -5.7841 | 25.8743 | -8.7964
4066 | 27.7235 | -8.8068 | 27.7235 | -8.8068 | 25.9695 | -5.7855 | 25.873 | -8.7975
4067 | 27.721 | -8.809 | 27.721 | -8.809 | 25.968 | -5.787 | 25.8718 | -8.7987
4068 | 27.7185 | -8.8113 | 27.7185 | -8.8113 | 25.9665 | -5.7884 | 25.8706 | -8.7998
4069 | 27.716 | -8.8135 | 27.716 | -8.8135 | 25.965 | -5.7898 | 25.8693 | -8.801
4070 | 27.7134 | -8.8158 | 27.7134 | -8.8158 | 25.9635 | -5.7913 | 25.8681 | -8.8022
4071 | 27.7109 | -8.818 | 27.7109 | -8.818 | 25.962 | -5.7927 | 25.8669 | -8.8033
4072 | 27.7084 | -8.8203 | 27.7084 | -8.8203 | 25.9605 | -5.7942 | 25.8656 | -8.8045
4073 | 27.7059 | -8.8225 | 27.7059 | -8.8225 | 25.959 | -5.7956 | 25.8644 | -8.8056
4074 | 27.7034 | -8.8248 | 27.7034 | -8.8248 | 25.9576 | -5.797 | 25.8632 | -8.8068
4075 | 27.7008 | -8.8271 | 27.7008 | -8.8271 | 25.9561 | -5.7985 | 25.8619 | -8.808
4076 | 27.6983 | -8.8293 | 27.6983 | -8.8293 | 25.9546 | -5.7999 | 25.8607 | -8.8091
4077 | 27.6957 | -8.8316 | 27.6957 | -8.8316 | 25.9531 | -5.8013 | 25.8595 | -8.8103
4078 | 27.6932 | -8.8339 | 27.6932 | -8.8339 | 25.9516 | -5.8028 | 25.8582 | -8.8114
4079 | 27.6907 | -8.8362 | 27.6907 | -8.8362 | 25.9501 | -5.8042 | 25.857 | -8.8126
4080 | 27.6881 | -8.8385 | 27.6881 | -8.8385 | 25.9486 | -5.8056 | 25.8558 | -8.8138
4081 | 27.6855 | -8.8408 | 27.6855 | -8.8408 | 25.9471 | -5.8071 | 25.8545 | -8.8149
4082 | 27.683 | -8.8431 | 27.683 | -8.8431 | 25.9457 | -5.8085 | 25.8533 | -8.8161
4083 | 27.6804 | -8.8454 | 27.6804 | -8.8454 | 25.9442 | -5.8099 | 25.8521 | -8.8172
4084 | 27.6779 | -8.8477 | 27.6779 | -8.8477 | 25.9427 | -5.8114 | 25.8508 | -8.8184
4085 | 27.6753 | -8.85 | 27.6753 | -8.85 | 25.9412 | -5.8128 | 25.8496 | -8.8196
4086 | 27.6727 | -8.8523 | 27.6727 | -8.8523 | 25.9397 | -5.8143 | 25.8484 | -8.8207
4087 | 27.6701 | -8.8546 | 27.6701 | -8.8546 | 25.9382 | -5.8157 | 25.8471 | -8.8219
4088 | 27.6675 | -8.8569 | 27.6675 | -8.8569 | 25.9367 | -5.8171 | 25.8459 | -8.823
4089 | 27.665 | -8.8592 | 27.665 | -8.8592 | 25.9352 | -5.8186 | 25.8447 | -8.8242
4090 | 27.6624 | -8.8616 | 27.6624 | -8.8616 | 25.9338 | -5.82 | 25.8435 | -8.8254
4091 | 27.6598 | -8.8639 | 27.6598 | -8.8639 | 25.9323 | -5.8214 | 25.8422 | -8.8265
4092 | 27.6572 | -8.8662 | 27.6572 | -8.8662 | 25.9308 | -5.8229 | 25.841 | -8.8277
4093 | 27.6546 | -8.8686 | 27.6546 | -8.8686 | 25.9293 | -5.8243 | 25.8398 | -8.8288
4094 | 27.652 | -8.8709 | 27.652 | -8.8709 | 25.9278 | -5.8257 | 25.8385 | -8.83
4095 | 27.6493 | -8.8733 | 27.6493 | -8.8733 | 25.9263 | -5.8272 | 25.8373 | -8.8312
4096 | 27.6467 | -8.8756 | 27.6467 | -8.8756 | 25.9248 | -5.8286 | 25.8361 | -8.8323
4097 | 27.6441 | -8.878 | 27.6441 | -8.878 | 25.9233 | -5.83 | 25.8348 | -8.8335
4098 | 27.6415 | -8.8803 | 27.6415 | -8.8803 | 25.9219 | -5.8315 | 25.8336 | -8.8346
4099 | 27.6389 | -8.8827 | 27.6389 | -8.8827 | 25.9204 | -5.8329 | 25.8324 | -8.8358
4100 | 27.6362 | -8.8851 | 27.6362 | -8.8851 | 25.9189 | -5.8343 | 25.8311 | -8.837
4101 | 27.6336 | -8.8874 | 27.6336 | -8.8874 | 25.9174 | -5.8358 | 25.8299 | -8.8381
4102 | 27.631 | -8.8898 | 27.631 | -8.8898 | 25.9159 | -5.8372 | 25.8287 | -8.8393
4103 | 27.6283 | -8.8922 | 27.6283 | -8.8922 | 25.9144 | -5.8387 | 25.8274 | -8.8404
4104 | 27.6257 | -8.8946 | 27.6257 | -8.8946 | 25.9129 | -5.8401 | 25.8262 | -8.8416
4105 | 27.623 | -8.897 | 27.623 | -8.897 | 25.9114 | -5.8415 | 25.825 | -8.8428
4106 | 27.6204 | -8.8993 | 27.6204 | -8.8993 | 25.91 | -5.843 | 25.8237 | -8.8439
4107 | 27.6177 | -8.9017 | 27.6177 | -8.9017 | 25.9085 | -5.8444 | 25.8225 | -8.8451
4108 | 27.6151 | -8.9041 | 27.6151 | -8.9041 | 25.907 | -5.8458 | 25.8213 | -8.8462
4109 | 27.6124 | -8.9065 | 27.6124 | -8.9065 | 25.906 | -5.8467 | 25.8202 | -8.8472
4110 | 27.6097 | -8.9089 | 27.6097 | -8.9089 | 25.9051 | -5.8476 | 25.8192 | -8.8482
4111 | 27.6071 | -8.9113 | 27.6071 | -8.9113 | 25.9041 | -5.8486 | 25.8182 | -8.8491
4112 | 27.6044 | -8.9137 | 27.6044 | -8.9137 | 25.9031 | -5.8495 | 25.8171 | -8.8501
4113 | 27.6017 | -8.9162 | 27.6017 | -8.9162 | 25.9021 | -5.8504 | 25.8161 | -8.8511
4114 | 27.599 | -8.9186 | 27.599 | -8.9186 | 25.9012 | -5.8513 | 25.815 | -8.852
4115 | 27.5963 | -8.921 | 27.5963 | -8.921 | 25.9002 | -5.8523 | 25.814 | -8.853
4116 | 27.5937 | -8.9234 | 27.5937 | -8.9234 | 25.8992 | -5.8532 | 25.813 | -8.8539
4117 | 27.591 | -8.9258 | 27.591 | -8.9258 | 25.8982 | -5.8541 | 25.8119 | -8.8549
4118 | 27.5883 | -8.9283 | 27.5883 | -8.9283 | 25.8973 | -5.855 | 25.8109 | -8.8559
4119 | 27.5856 | -8.9307 | 27.5856 | -8.9307 | 25.8963 | -5.8559 | 25.8099 | -8.8568
4120 | 27.5829 | -8.9332 | 27.5829 | -8.9332 | 25.8953 | -5.8569 | 25.8088 | -8.8578
4121 | 27.5802 | -8.9356 | 27.5802 | -8.9356 | 25.8943 | -5.8578 | 25.8078 | -8.8587
4122 | 27.5775 | -8.938 | 27.5775 | -8.938 | 25.8934 | -5.8587 | 25.8068 | -8.8597
4123 | 27.5747 | -8.9405 | 27.5747 | -8.9405 | 25.8924 | -5.8596 | 25.8057 | -8.8607
4124 | 27.572 | -8.9429 | 27.572 | -8.9429 | 25.8914 | -5.8605 | 25.8047 | -8.8616
4125 | 27.5693 | -8.9454 | 27.5693 | -8.9454 | 25.8905 | -5.8615 | 25.8037 | -8.8626
4126 | 27.5666 | -8.9478 | 27.5666 | -8.9478 | 25.8895 | -5.8624 | 25.8026 | -8.8636
4127 | 27.5639 | -8.9503 | 27.5639 | -8.9503 | 25.8885 | -5.8633 | 25.8016 | -8.8645
4128 | 27.5611 | -8.9528 | 27.5611 | -8.9528 | 25.8875 | -5.8642 | 25.8006 | -8.8655
4129 | 27.5584 | -8.9552 | 27.5584 | -8.9552 | 25.8866 | -5.8652 | 25.7995 | -8.8664
4130 | 27.5557 | -8.9577 | 27.5557 | -8.9577 | 25.8856 | -5.8661 | 25.7985 | -8.8674
4131 | 27.5529 | -8.9602 | 27.5529 | -8.9602 | 25.8846 | -5.867 | 25.7975 | -8.8683
4132 | 27.5502 | -8.9627 | 27.5502 | -8.9627 | 25.8836 | -5.8679 | 25.7964 | -8.8693
4133 | 27.5475 | -8.9651 | 27.5475 | -8.9651 | 25.8827 | -5.8689 | 25.7954 | -8.8703
4134 | 27.5447 | -8.9676 | 27.5447 | -8.9676 | 25.8817 | -5.8698 | 25.7944 | -8.8712
4135 | 27.542 | -8.9701 | 27.542 | -8.9701 | 25.8807 | -5.8707 | 25.7933 | -8.8722
4136 | 27.5392 | -8.9726 | 27.5392 | -8.9726 | 25.8797 | -5.8716 | 25.7923 | -8.8732
4137 | 27.5365 | -8.9751 | 27.5365 | -8.9751 | 25.8788 | -5.8725 | 25.7912 | -8.8741
4138 | 27.5337 | -8.9776 | 27.5337 | -8.9776 | 25.8778 | -5.8735 | 25.7902 | -8.8751
4139 | 27.5309 | -8.9801 | 27.5309 | -8.9801 | 25.8768 | -5.8744 | 25.7892 | -8.876
4140 | 27.5282 | -8.9826 | 27.5282 | -8.9826 | 25.8758 | -5.8753 | 25.7881 | -8.877
4141 | 27.5254 | -8.9851 | 27.5254 | -8.9851 | 25.8749 | -5.8762 | 25.7871 | -8.878
4142 | 27.5226 | -8.9876 | 27.5226 | -8.9876 | 25.8739 | -5.8771 | 25.7861 | -8.8789
4143 | 27.5199 | -8.9901 | 27.5199 | -8.9901 | 25.8729 | -5.8781 | 25.785 | -8.8799
4144 | 27.5171 | -8.9926 | 27.5171 | -8.9926 | 25.872 | -5.879 | 25.784 | -8.8809
4145 | 27.5143 | -8.9951 | 27.5143 | -8.9951 | 25.871 | -5.8799 | 25.783 | -8.8818
4146 | 27.5115 | -8.9976 | 27.5115 | -8.9976 | 25.87 | -5.8808 | 25.7819 | -8.8828
4147 | 27.5088 | -9.0001 | 27.5088 | -9.0001 | 25.869 | -5.8818 | 25.7809 | -8.8837
4148 | 27.506 | -9.0026 | 27.506 | -9.0026 | 25.8681 | -5.8827 | 25.7799 | -8.8847
4149 | 27.5032 | -9.0052 | 27.5032 | -9.0052 | 25.8671 | -5.8836 | 25.7788 | -8.8857
4150 | 27.5004 | -9.0077 | 27.5004 | -9.0077 | 25.8661 | -5.8845 | 25.7778 | -8.8866
4151 | 27.4976 | -9.0102 | 27.4976 | -9.0102 | 25.8651 | -5.8854 | 25.7768 | -8.8876
4152 | 27.4948 | -9.0127 | 27.4948 | -9.0127 | 25.8642 | -5.8864 | 25.7757 | -8.8886
4153 | 27.492 | -9.0153 | 27.492 | -9.0153 | 25.8632 | -5.8873 | 25.7747 | -8.8895
4154 | 27.4892 | -9.0178 | 27.4892 | -9.0178 | 25.8622 | -5.8882 | 25.7737 | -8.8905
4155 | 27.4864 | -9.0203 | 27.4864 | -9.0203 | 25.8612 | -5.8891 | 25.7726 | -8.8914
4156 | 27.4836 | -9.0229 | 27.4836 | -9.0229 | 25.8603 | -5.89 | 25.7716 | -8.8924
4157 | 27.4808 | -9.0254 | 27.4808 | -9.0254 | 25.8593 | -5.891 | 25.7705 | -8.8934
4158 | 27.478 | -9.0279 | 27.478 | -9.0279 | 25.8584 | -5.8919 | 25.7695 | -8.8943
4159 | 27.4752 | -9.0305 | 27.4752 | -9.0305 | 25.8578 | -5.8924 | 25.7687 | -8.8951
4160 | 27.4724 | -9.033 | 27.4724 | -9.033 | 25.8572 | -5.8929 | 25.7678 | -8.8958
4161 | 27.4696 | -9.0356 | 27.4696 | -9.0356 | 25.8567 | -5.8934 | 25.767 | -8.8966
4162 | 27.4668 | -9.0381 | 27.4668 | -9.0381 | 25.8561 | -5.8939 | 25.7662 | -8.8974
4163 | 27.4639 | -9.0407 | 27.4639 | -9.0407 | 25.8556 | -5.8944 | 25.7653 | -8.8981
4164 | 27.4611 | -9.0432 | 27.4611 | -9.0432 | 25.855 | -5.8949 | 25.7645 | -8.8989
4165 | 27.4583 | -9.0458 | 27.4583 | -9.0458 | 25.8545 | -5.8954 | 25.7637 | -8.8997
4166 | 27.4555 | -9.0483 | 27.4555 | -9.0483 | 25.8539 | -5.8959 | 25.7628 | -8.9004
4167 | 27.4527 | -9.0509 | 27.4527 | -9.0509 | 25.8533 | -5.8964 | 25.762 | -8.9012
4168 | 27.4498 | -9.0535 | 27.4498 | -9.0535 | 25.8528 | -5.8969 | 25.7611 | -8.9019
4169 | 27.447 | -9.056 | 27.447 | -9.056 | 25.8522 | -5.8974 | 25.7603 | -8.9027
4170 | 27.4442 | -9.0586 | 27.4442 | -9.0586 | 25.8517 | -5.8979 | 25.7595 | -8.9035
4171 | 27.4414 | -9.0612 | 27.4414 | -9.0612 | 25.8511 | -5.8984 | 25.7586 | -8.9042
4172 | 27.4385 | -9.0637 | 27.4385 | -9.0637 | 25.8506 | -5.8989 | 25.7578 | -8.905
4173 | 27.4357 | -9.0663 | 27.4357 | -9.0663 | 25.85 | -5.8994 | 25.757 | -8.9058
4174 | 27.4329 | -9.0689 | 27.4329 | -9.0689 | 25.8494 | -5.8999 | 25.7561 | -8.9065
4175 | 27.43 | -9.0714 | 27.43 | -9.0714 | 25.8489 | -5.9005 | 25.7553 | -8.9073
4176 | 27.4272 | -9.074 | 27.4272 | -9.074 | 25.8483 | -5.9009 | 25.7545 | -8.908
4177 | 27.4244 | -9.0766 | 27.4244 | -9.0766 | 25.8478 | -5.9015 | 25.7536 | -8.9088
4178 | 27.4215 | -9.0791 | 27.4215 | -9.0791 | 25.8472 | -5.902 | 25.7528 | -8.9096
4179 | 27.4187 | -9.0817 | 27.4187 | -9.0817 | 25.8466 | -5.9025 | 25.7519 | -8.9103
4180 | 27.4158 | -9.0843 | 27.4158 | -9.0843 | 25.8461 | -5.903 | 25.7511 | -8.9111
4181 | 27.413 | -9.0869 | 27.413 | -9.0869 | 25.8455 | -5.9035 | 25.7503 | -8.9119
4182 | 27.4101 | -9.0894 | 27.4101 | -9.0894 | 25.845 | -5.904 | 25.7494 | -8.9126
4183 | 27.4073 | -9.092 | 27.4073 | -9.092 | 25.8444 | -5.9045 | 25.7486 | -8.9134
4184 | 27.4045 | -9.0946 | 27.4045 | -9.0946 | 25.8439 | -5.905 | 25.7478 | -8.9142
4185 | 27.4016 | -9.0972 | 27.4016 | -9.0972 | 25.8433 | -5.9055 | 25.7469 | -8.9149
4186 | 27.3988 | -9.0998 | 27.3988 | -9.0998 | 25.8427 | -5.906 | 25.7461 | -8.9157
4187 | 27.3959 | -9.1023 | 27.3959 | -9.1023 | 25.8422 | -5.9065 | 25.7453 | -8.9164
4188 | 27.3931 | -9.1049 | 27.3931 | -9.1049 | 25.8416 | -5.907 | 25.7444 | -8.9172
4189 | 27.3902 | -9.1075 | 27.3902 | -9.1075 | 25.8411 | -5.9075 | 25.7436 | -8.918
4190 | 27.3874 | -9.1101 | 27.3874 | -9.1101 | 25.8405 | -5.908 | 25.7427 | -8.9187
4191 | 27.3845 | -9.1127 | 27.3845 | -9.1127 | 25.84 | -5.9085 | 25.7419 | -8.9195
4192 | 27.3817 | -9.1153 | 27.3817 | -9.1153 | 25.8394 | -5.909 | 25.7411 | -8.9203
4193 | 27.3788 | -9.1179 | 27.3788 | -9.1179 | 25.8388 | -5.9096 | 25.7402 | -8.921
4194 | 27.376 | -9.1204 | 27.376 | -9.1204 | 25.8383 | -5.9101 | 25.7394 | -8.9218
4195 | 27.3731 | -9.123 | 27.3731 | -9.123 | 25.8377 | -5.9106 | 25.7386 | -8.9225
4196 | 27.3702 | -9.1256 | 27.3702 | -9.1256 | 25.8372 | -5.9111 | 25.7377 | -8.9233
4197 | 27.3674 | -9.1282 | 27.3674 | -9.1282 | 25.8366 | -5.9116 | 25.7369 | -8.9241
4198 | 27.3645 | -9.1308 | 27.3645 | -9.1308 | 25.8361 | -5.9121 | 25.7361 | -8.9248
4199 | 27.3617 | -9.1334 | 27.3617 | -9.1334 | 25.8355 | -5.9126 | 25.7352 | -8.9256
4200 | 27.3588 | -9.136 | 27.3588 | -9.136 | 25.8349 | -5.9131 | 25.7344 | -8.9264
4201 | 27.356 | -9.1386 | 27.356 | -9.1386 | 25.8344 | -5.9136 | 25.7335 | -8.9271
4202 | 27.3531 | -9.1411 | 27.3531 | -9.1411 | 25.8338 | -5.9141 | 25.7327 | -8.9279
4203 | 27.3503 | -9.1437 | 27.3503 | -9.1437 | 25.8333 | -5.9146 | 25.7319 | -8.9287
4204 | 27.3474 | -9.1463 | 27.3474 | -9.1463 | 25.8327 | -5.9151 | 25.731 | -8.9294
4205 | 27.3446 | -9.1489 | 27.3446 | -9.1489 | 25.8322 | -5.9156 | 25.7302 | -8.9302
4206 | 27.3417 | -9.1515 | 27.3417 | -9.1515 | 25.8316 | -5.9161 | 25.7294 | -8.9309
4207 | 27.3388 | -9.1541 | 27.3388 | -9.1541 | 25.831 | -5.9166 | 25.7285 | -8.9317
4208 | 27.336 | -9.1567 | 27.336 | -9.1567 | 25.8305 | -5.9171 | 25.7277 | -8.9325
4209 | 27.3331 | -9.1593 | 27.3331 | -9.1593 | 25.8302 | -5.9173 | 25.7268 | -8.9332
4210 | 27.3303 | -9.1619 | 27.3303 | -9.1619 | 25.83 | -5.9176 | 25.726 | -8.934
4211 | 27.3274 | -9.1644 | 27.3274 | -9.1644 | 25.8297 | -5.9178 | 25.7252 | -8.9348
4212 | 27.3246 | -9.167 | 27.3246 | -9.167 | 25.8294 | -5.918 | 25.7243 | -8.9355
4213 | 27.3217 | -9.1696 | 27.3217 | -9.1696 | 25.8291 | -5.9182 | 25.7235 | -8.9363
4214 | 27.3189 | -9.1722 | 27.3189 | -9.1722 | 25.8288 | -5.9185 | 25.7227 | -8.9371
4215 | 27.316 | -9.1748 | 27.316 | -9.1748 | 25.8286 | -5.9187 | 25.7218 | -8.9378
4216 | 27.3132 | -9.1774 | 27.3132 | -9.1774 | 25.8283 | -5.9189 | 25.721 | -8.9386
4217 | 27.3103 | -9.18 | 27.3103 | -9.18 | 25.828 | -5.9191 | 25.7201 | -8.9394
4218 | 27.3075 | -9.1825 | 27.3075 | -9.1825 | 25.8277 | -5.9194 | 25.7193 | -8.9401
4219 | 27.3046 | -9.1851 | 27.3046 | -9.1851 | 25.8274 | -5.9196 | 25.7185 | -8.9409
4220 | 27.3018 | -9.1877 | 27.3018 | -9.1877 | 25.8272 | -5.9198 | 25.7176 | -8.9416
4221 | 27.2989 | -9.1903 | 27.2989 | -9.1903 | 25.8269 | -5.92 | 25.7168 | -8.9424
4222 | 27.2961 | -9.1929 | 27.2961 | -9.1929 | 25.8266 | -5.9203 | 25.716 | -8.9432
4223 | 27.2932 | -9.1954 | 27.2932 | -9.1954 | 25.8263 | -5.9205 | 25.7151 | -8.9439
4224 | 27.2904 | -9.198 | 27.2904 | -9.198 | 25.8261 | -5.9207 | 25.7143 | -8.9447
4225 | 27.2875 | -9.2006 | 27.2875 | -9.2006 | 25.8258 | -5.921 | 25.7134 | -8.9455
4226 | 27.2847 | -9.2032 | 27.2847 | -9.2032 | 25.8255 | -5.9212 | 25.7126 | -8.9462
4227 | 27.2818 | -9.2057 | 27.2818 | -9.2057 | 25.8252 | -5.9214 | 25.7118 | -8.947
4228 | 27.279 | -9.2083 | 27.279 | -9.2083 | 25.8249 | -5.9216 | 25.7109 | -8.9478
4229 | 27.2762 | -9.2109 | 27.2762 | -9.2109 | 25.8247 | -5.9219 | 25.7101 | -8.9485
4230 | 27.2733 | -9.2135 | 27.2733 | -9.2135 | 25.8244 | -5.9221 | 25.7092 | -8.9493
4231 | 27.2705 | -9.216 | 27.2705 | -9.216 | 25.8241 | -5.9223 | 25.7084 | -8.9501
4232 | 27.2677 | -9.2186 | 27.2677 | -9.2186 | 25.8238 | -5.9225 | 25.7076 | -8.9508
4233 | 27.2648 | -9.2212 | 27.2648 | -9.2212 | 25.8236 | -5.9228 | 25.7067 | -8.9516
4234 | 27.262 | -9.2237 | 27.262 | -9.2237 | 25.8233 | -5.923 | 25.7059 | -8.9524
4235 | 27.2592 | -9.2263 | 27.2592 | -9.2263 | 25.823 | -5.9232 | 25.7051 | -8.9531
4236 | 27.2563 | -9.2289 | 27.2563 | -9.2289 | 25.8227 | -5.9234 | 25.7042 | -8.9539
4237 | 27.2535 | -9.2314 | 27.2535 | -9.2314 | 25.8224 | -5.9237 | 25.7034 | -8.9547
4238 | 27.2507 | -9.234 | 27.2507 | -9.234 | 25.8222 | -5.9239 | 25.7025 | -8.9554
4239 | 27.2479 | -9.2365 | 27.2479 | -9.2365 | 25.8219 | -5.9241 | 25.7017 | -8.9562
4240 | 27.245 | -9.2391 | 27.245 | -9.2391 | 25.8216 | -5.9243 | 25.7009 | -8.957
4241 | 27.2422 | -9.2416 | 27.2422 | -9.2416 | 25.8213 | -5.9246 | 25.7 | -8.9577
4242 | 27.2394 | -9.2442 | 27.2394 | -9.2442 | 25.821 | -5.9248 | 25.6992 | -8.9585
4243 | 27.2366 | -9.2467 | 27.2366 | -9.2467 | 25.8208 | -5.925 | 25.6984 | -8.9592
4244 | 27.2338 | -9.2493 | 27.2338 | -9.2493 | 25.8205 | -5.9252 | 25.6975 | -8.96
4245 | 27.231 | -9.2518 | 27.231 | -9.2518 | 25.8202 | -5.9255 | 25.6967 | -8.9608
4246 | 27.2282 | -9.2544 | 27.2282 | -9.2544 | 25.8199 | -5.9257 | 25.6958 | -8.9615
4247 | 27.2254 | -9.2569 | 27.2254 | -9.2569 | 25.8197 | -5.9259 | 25.695 | -8.9623
4248 | 27.2225 | -9.2594 | 27.2225 | -9.2594 | 25.8194 | -5.9261 | 25.6942 | -8.9631
4249 | 27.2197 | -9.262 | 27.2197 | -9.262 | 25.8191 | -5.9264 | 25.6933 | -8.9638
4250 | 27.217 | -9.2645 | 27.217 | -9.2645 | 25.8188 | -5.9266 | 25.6925 | -8.9646
4251 | 27.2142 | -9.267 | 27.2142 | -9.267 | 25.8185 | -5.9268 | 25.6916 | -8.9654
4252 | 27.2114 | -9.2695 | 27.2114 | -9.2695 | 25.8183 | -5.9271 | 25.6908 | -8.9661
4253 | 27.2086 | -9.2721 | 27.2086 | -9.2721 | 25.818 | -5.9273 | 25.69 | -8.9669
4254 | 27.2058 | -9.2746 | 27.2058 | -9.2746 | 25.8177 | -5.9275 | 25.6891 | -8.9677
4255 | 27.203 | -9.2771 | 27.203 | -9.2771 | 25.8174 | -5.9277 | 25.6883 | -8.9684
4256 | 27.2002 | -9.2796 | 27.2002 | -9.2796 | 25.8171 | -5.928 | 25.6875 | -8.9692
4257 | 27.1974 | -9.2821 | 27.1974 | -9.2821 | 25.8169 | -5.9282 | 25.6866 | -8.97
4258 | 27.1947 | -9.2846 | 27.1947 | -9.2846 | 25.8166 | -5.9284 | 25.6858 | -8.9707
4259 | 27.1919 | -9.2871 | 27.1919 | -9.2871 | 25.8165 | -5.9284 | 25.6851 | -8.9713
4260 | 27.1891 | -9.2896 | 27.1891 | -9.2896 | 25.8164 | -5.9285 | 25.6845 | -8.9718
4261 | 27.1864 | -9.2921 | 27.1864 | -9.2921 | 25.8163 | -5.9285 | 25.6839 | -8.9724
4262 | 27.1836 | -9.2946 | 27.1836 | -9.2946 | 25.8163 | -5.9285 | 25.6832 | -8.973
4263 | 27.1809 | -9.2971 | 27.1809 | -9.2971 | 25.8162 | -5.9286 | 25.6826 | -8.9735
4264 | 27.1781 | -9.2996 | 27.1781 | -9.2996 | 25.8161 | -5.9286 | 25.6819 | -8.9741
4265 | 27.1753 | -9.3021 | 27.1753 | -9.3021 | 25.816 | -5.9286 | 25.6813 | -8.9747
4266 | 27.1726 | -9.3046 | 27.1726 | -9.3046 | 25.8159 | -5.9287 | 25.6807 | -8.9752
4267 | 27.1699 | -9.307 | 27.1699 | -9.307 | 25.8158 | -5.9287 | 25.68 | -8.9758
4268 | 27.1671 | -9.3095 | 27.1671 | -9.3095 | 25.8157 | -5.9288 | 25.6794 | -8.9764
4269 | 27.1644 | -9.312 | 27.1644 | -9.312 | 25.8156 | -5.9288 | 25.6787 | -8.9769
4270 | 27.1617 | -9.3144 | 27.1617 | -9.3144 | 25.8155 | -5.9288 | 25.6781 | -8.9775
4271 | 27.1589 | -9.3169 | 27.1589 | -9.3169 | 25.8155 | -5.9289 | 25.6775 | -8.9781
4272 | 27.1562 | -9.3193 | 27.1562 | -9.3193 | 25.8154 | -5.9289 | 25.6768 | -8.9786
4273 | 27.1535 | -9.3218 | 27.1535 | -9.3218 | 25.8153 | -5.9289 | 25.6762 | -8.9792
4274 | 27.1508 | -9.3242 | 27.1508 | -9.3242 | 25.8152 | -5.929 | 25.6755 | -8.9798
4275 | 27.1481 | -9.3267 | 27.1481 | -9.3267 | 25.8151 | -5.929 | 25.6749 | -8.9803
4276 | 27.1454 | -9.3291 | 27.1454 | -9.3291 | 25.815 | -5.9291 | 25.6743 | -8.9809
4277 | 27.1427 | -9.3315 | 27.1427 | -9.3315 | 25.8149 | -5.9291 | 25.6736 | -8.9815
4278 | 27.14 | -9.334 | 27.14 | -9.334 | 25.8148 | -5.9291 | 25.673 | -8.982
4279 | 27.1373 | -9.3364 | 27.1373 | -9.3364 | 25.8147 | -5.9292 | 25.6723 | -8.9826
4280 | 27.1346 | -9.3388 | 27.1346 | -9.3388 | 25.8147 | -5.9292 | 25.6717 | -8.9832
4281 | 27.1319 | -9.3412 | 27.1319 | -9.3412 | 25.8146 | -5.9292 | 25.6711 | -8.9837
4282 | 27.1292 | -9.3436 | 27.1292 | -9.3436 | 25.8145 | -5.9293 | 25.6704 | -8.9843
4283 | 27.1266 | -9.346 | 27.1266 | -9.346 | 25.8144 | -5.9293 | 25.6698 | -8.9849
4284 | 27.1239 | -9.3484 | 27.1239 | -9.3484 | 25.8143 | -5.9294 | 25.6691 | -8.9854
4285 | 27.1212 | -9.3508 | 27.1212 | -9.3508 | 25.8142 | -5.9294 | 25.6685 | -8.986
4286 | 27.1186 | -9.3532 | 27.1186 | -9.3532 | 25.8141 | -5.9294 | 25.6679 | -8.9866
4287 | 27.1159 | -9.3556 | 27.1159 | -9.3556 | 25.814 | -5.9295 | 25.6672 | -8.9871
4288 | 27.1133 | -9.358 | 27.1133 | -9.358 | 25.8139 | -5.9295 | 25.6666 | -8.9877
4289 | 27.1106 | -9.3604 | 27.1106 | -9.3604 | 25.8139 | -5.9295 | 25.6659 | -8.9883
4290 | 27.108 | -9.3627 | 27.108 | -9.3627 | 25.8138 | -5.9296 | 25.6653 | -8.9888
4291 | 27.1054 | -9.3651 | 27.1054 | -9.3651 | 25.8137 | -5.9296 | 25.6647 | -8.9894
4292 | 27.1027 | -9.3674 | 27.1027 | -9.3674 | 25.8136 | -5.9296 | 25.664 | -8.99
4293 | 27.1001 | -9.3698 | 27.1001 | -9.3698 | 25.8135 | -5.9297 | 25.6634 | -8.9905
4294 | 27.0975 | -9.3721 | 27.0975 | -9.3721 | 25.8134 | -5.9297 | 25.6627 | -8.9911
4295 | 27.0949 | -9.3745 | 27.0949 | -9.3745 | 25.8133 | -5.9298 | 25.6621 | -8.9917
4296 | 27.0923 | -9.3768 | 27.0923 | -9.3768 | 25.8132 | -5.9298 | 25.6615 | -8.9922
4297 | 27.0897 | -9.3791 | 27.0897 | -9.3791 | 25.8131 | -5.9298 | 25.6608 | -8.9928
4298 | 27.0871 | -9.3815 | 27.0871 | -9.3815 | 25.813 | -5.9299 | 25.6602 | -8.9934
4299 | 27.0845 | -9.3838 | 27.0845 | -9.3838 | 25.813 | -5.9299 | 25.6595 | -8.9939
4300 | 27.0819 | -9.3861 | 27.0819 | -9.3861 | 25.8129 | -5.9299 | 25.6589 | -8.9945
4301 | 27.0794 | -9.3884 | 27.0794 | -9.3884 | 25.8128 | -5.93 | 25.6583 | -8.9951
4302 | 27.0768 | -9.3907 | 27.0768 | -9.3907 | 25.8127 | -5.93 | 25.6576 | -8.9956
4303 | 27.0742 | -9.393 | 27.0742 | -9.393 | 25.8126 | -5.93 | 25.657 | -8.9962
4304 | 27.0717 | -9.3953 | 27.0717 | -9.3953 | 25.8125 | -5.9301 | 25.6563 | -8.9968
4305 | 27.0691 | -9.3975 | 27.0691 | -9.3975 | 25.8124 | -5.9301 | 25.6557 | -8.9973
4306 | 27.0666 | -9.3998 | 27.0666 | -9.3998 | 25.8123 | -5.9302 | 25.6551 | -8.9979
4307 | 27.0641 | -9.4021 | 27.0641 | -9.4021 | 25.8122 | -5.9302 | 25.6544 | -8.9985
4308 | 27.0615 | -9.4043 | 27.0615 | -9.4043 | 25.8121 | -5.9303 | 25.6538 | -8.999
4309 | 27.059 | -9.4066 | 27.059 | -9.4066 | 25.8119 | -5.9304 | 25.6529 | -8.9998
4310 | 27.0565 | -9.4088 | 27.0565 | -9.4088 | 25.8117 | -5.9306 | 25.6521 | -9.0006
4311 | 27.054 | -9.4111 | 27.054 | -9.4111 | 25.8115 | -5.9308 | 25.6513 | -9.0013
4312 | 27.0515 | -9.4133 | 27.0515 | -9.4133 | 25.8112 | -5.931 | 25.6504 | -9.0021
4313 | 27.049 | -9.4155 | 27.049 | -9.4155 | 25.811 | -5.9311 | 25.6496 | -9.0029
4314 | 27.0465 | -9.4177 | 27.0465 | -9.4177 | 25.8108 | -5.9313 | 25.6487 | -9.0036
4315 | 27.044 | -9.4199 | 27.044 | -9.4199 | 25.8105 | -5.9315 | 25.6479 | -9.0044
4316 | 27.0416 | -9.4222 | 27.0416 | -9.4222 | 25.8103 | -5.9317 | 25.647 | -9.0052
4317 | 27.0391 | -9.4243 | 27.0391 | -9.4243 | 25.8101 | -5.9318 | 25.6462 | -9.0059
4318 | 27.0366 | -9.4265 | 27.0366 | -9.4265 | 25.8099 | -5.932 | 25.6454 | -9.0067
4319 | 27.0342 | -9.4287 | 27.0342 | -9.4287 | 25.8096 | -5.9322 | 25.6445 | -9.0075
4320 | 27.0317 | -9.4309 | 27.0317 | -9.4309 | 25.8094 | -5.9324 | 25.6437 | -9.0082
4321 | 27.0293 | -9.4331 | 27.0293 | -9.4331 | 25.8092 | -5.9325 | 25.6428 | -9.009
4322 | 27.0269 | -9.4352 | 27.0269 | -9.4352 | 25.8089 | -5.9327 | 25.642 | -9.0098
4323 | 27.0245 | -9.4374 | 27.0245 | -9.4374 | 25.8087 | -5.9329 | 25.6412 | -9.0106
4324 | 27.022 | -9.4395 | 27.022 | -9.4395 | 25.8085 | -5.9331 | 25.6403 | -9.0113
4325 | 27.0196 | -9.4417 | 27.0196 | -9.4417 | 25.8083 | -5.9333 | 25.6395 | -9.0121
4326 | 27.0172 | -9.4438 | 27.0172 | -9.4438 | 25.808 | -5.9334 | 25.6386 | -9.0129
4327 | 27.0148 | -9.4459 | 27.0148 | -9.4459 | 25.8078 | -5.9336 | 25.6378 | -9.0136
4328 | 27.0125 | -9.448 | 27.0125 | -9.448 | 25.8076 | -5.9338 | 25.637 | -9.0144
4329 | 27.0101 | -9.4501 | 27.0101 | -9.4501 | 25.8073 | -5.934 | 25.6361 | -9.0152
4330 | 27.0077 | -9.4522 | 27.0077 | -9.4522 | 25.8071 | -5.9341 | 25.6353 | -9.0159
4331 | 27.0053 | -9.4543 | 27.0053 | -9.4543 | 25.8069 | -5.9343 | 25.6344 | -9.0167
4332 | 27.003 | -9.4564 | 27.003 | -9.4564 | 25.8066 | -5.9345 | 25.6336 | -9.0175
4333 | 27.0006 | -9.4585 | 27.0006 | -9.4585 | 25.8064 | -5.9347 | 25.6327 | -9.0182
4334 | 26.9983 | -9.4606 | 26.9983 | -9.4606 | 25.8062 | -5.9348 | 25.6319 | -9.019
4335 | 26.996 | -9.4626 | 26.996 | -9.4626 | 25.806 | -5.935 | 25.6311 | -9.0198
4336 | 26.9937 | -9.4647 | 26.9937 | -9.4647 | 25.8057 | -5.9352 | 25.6302 | -9.0205
4337 | 26.9913 | -9.4667 | 26.9913 | -9.4667 | 25.8055 | -5.9354 | 25.6294 | -9.0213
4338 | 26.989 | -9.4688 | 26.989 | -9.4688 | 25.8053 | -5.9355 | 25.6285 | -9.0221
4339 | 26.9867 | -9.4708 | 26.9867 | -9.4708 | 25.805 | -5.9357 | 25.6277 | -9.0228
4340 | 26.9844 | -9.4728 | 26.9844 | -9.4728 | 25.8048 | -5.9359 | 25.6269 | -9.0236
4341 | 26.9822 | -9.4748 | 26.9822 | -9.4748 | 25.8046 | -5.9361 | 25.626 | -9.0244
4342 | 26.9799 | -9.4768 | 26.9799 | -9.4768 | 25.8044 | -5.9363 | 25.6252 | -9.0251
4343 | 26.9776 | -9.4788 | 26.9776 | -9.4788 | 25.8041 | -5.9364 | 25.6243 | -9.0259
4344 | 26.9754 | -9.4808 | 26.9754 | -9.4808 | 25.8039 | -5.9366 | 25.6235 | -9.0267
4345 | 26.9731 | -9.4828 | 26.9731 | -9.4828 | 25.8037 | -5.9368 | 25.6226 | -9.0274
4346 | 26.9709 | -9.4848 | 26.9709 | -9.4848 | 25.8034 | -5.937 | 25.6218 | -9.0282
4347 | 26.9686 | -9.4867 | 26.9686 | -9.4867 | 25.8032 | -5.9371 | 25.621 | -9.029
4348 | 26.9664 | -9.4887 | 26.9664 | -9.4887 | 25.803 | -5.9373 | 25.6201 | -9.0297
4349 | 26.9642 | -9.4906 | 26.9642 | -9.4906 | 25.8028 | -5.9375 | 25.6193 | -9.0305
4350 | 26.962 | -9.4926 | 26.962 | -9.4926 | 25.8025 | -5.9377 | 25.6184 | -9.0313
4351 | 26.9598 | -9.4945 | 26.9598 | -9.4945 | 25.8023 | -5.9378 | 25.6176 | -9.032
4352 | 26.9576 | -9.4964 | 26.9576 | -9.4964 | 25.8021 | -5.938 | 25.6168 | -9.0328
4353 | 26.9554 | -9.4983 | 26.9554 | -9.4983 | 25.8018 | -5.9382 | 25.6159 | -9.0336
4354 | 26.9532 | -9.5002 | 26.9532 | -9.5002 | 25.8016 | -5.9384 | 25.6151 | -9.0343
4355 | 26.9511 | -9.5021 | 26.9511 | -9.5021 | 25.8014 | -5.9385 | 25.6142 | -9.0351
4356 | 26.9489 | -9.504 | 26.9489 | -9.504 | 25.8012 | -5.9387 | 25.6134 | -9.0359
4357 | 26.9468 | -9.5059 | 26.9468 | -9.5059 | 25.8009 | -5.9389 | 25.6125 | -9.0367
4358 | 26.9446 | -9.5078 | 26.9446 | -9.5078 | 25.8007 | -5.9391 | 25.6117 | -9.0374
4359 | 26.9425 | -9.5096 | 26.9425 | -9.5096 | 25.8005 | -5.9392 | 25.6111 | -9.038
4360 | 26.9404 | -9.5115 | 26.9404 | -9.5115 | 25.8003 | -5.9394 | 25.6104 | -9.0386
4361 | 26.9382 | -9.5133 | 26.9382 | -9.5133 | 25.8001 | -5.9395 | 25.6098 | -9.0391
4362 | 26.9361 | -9.5152 | 26.9361 | -9.5152 | 25.7999 | -5.9396 | 25.6091 | -9.0397
4363 | 26.934 | -9.517 | 26.934 | -9.517 | 25.7997 | -5.9398 | 25.6085 | -9.0403
4364 | 26.9319 | -9.5188 | 26.9319 | -9.5188 | 25.7996 | -5.9399 | 25.6078 | -9.0408
4365 | 26.9298 | -9.5206 | 26.9298 | -9.5206 | 25.7994 | -5.9401 | 25.6072 | -9.0414
4366 | 26.9278 | -9.5224 | 26.9278 | -9.5224 | 25.7992 | -5.9402 | 25.6066 | -9.042
4367 | 26.9257 | -9.5242 | 26.9257 | -9.5242 | 25.799 | -5.9403 | 25.6059 | -9.0426
4368 | 26.9236 | -9.526 | 26.9236 | -9.526 | 25.7988 | -5.9405 | 25.6053 | -9.0431
4369 | 26.9216 | -9.5278 | 26.9216 | -9.5278 | 25.7986 | -5.9406 | 25.6046 | -9.0437
4370 | 26.9196 | -9.5296 | 26.9196 | -9.5296 | 25.7984 | -5.9408 | 25.604 | -9.0443
4371 | 26.9175 | -9.5313 | 26.9175 | -9.5313 | 25.7982 | -5.9409 | 25.6033 | -9.0448
4372 | 26.9155 | -9.5331 | 26.9155 | -9.5331 | 25.798 | -5.941 | 25.6027 | -9.0454
4373 | 26.9135 | -9.5349 | 26.9135 | -9.5349 | 25.7978 | -5.9412 | 25.6021 | -9.046
4374 | 26.9115 | -9.5366 | 26.9115 | -9.5366 | 25.7976 | -5.9413 | 25.6014 | -9.0465
4375 | 26.9095 | -9.5383 | 26.9095 | -9.5383 | 25.7974 | -5.9415 | 25.6008 | -9.0471
4376 | 26.9075 | -9.54 | 26.9075 | -9.54 | 25.7972 | -5.9416 | 25.6001 | -9.0477
4377 | 26.9055 | -9.5418 | 26.9055 | -9.5418 | 25.797 | -5.9417 | 25.5995 | -9.0482
4378 | 26.9035 | -9.5435 | 26.9035 | -9.5435 | 25.7968 | -5.9419 | 25.5988 | -9.0488
4379 | 26.9015 | -9.5452 | 26.9015 | -9.5452 | 25.7967 | -5.942 | 25.5982 | -9.0494
4380 | 26.8996 | -9.5468 | 26.8996 | -9.5468 | 25.7965 | -5.9422 | 25.5976 | -9.05
4381 | 26.8976 | -9.5485 | 26.8976 | -9.5485 | 25.7963 | -5.9423 | 25.5969 | -9.0505
4382 | 26.8957 | -9.5502 | 26.8957 | -9.5502 | 25.7961 | -5.9424 | 25.5963 | -9.0511
4383 | 26.8938 | -9.5519 | 26.8938 | -9.5519 | 25.7959 | -5.9426 | 25.5956 | -9.0517
4384 | 26.8918 | -9.5535 | 26.8918 | -9.5535 | 25.7957 | -5.9427 | 25.595 | -9.0522
4385 | 26.8899 | -9.5552 | 26.8899 | -9.5552 | 25.7955 | -5.9429 | 25.5943 | -9.0528
4386 | 26.888 | -9.5568 | 26.888 | -9.5568 | 25.7953 | -5.943 | 25.5937 | -9.0534
4387 | 26.8861 | -9.5584 | 26.8861 | -9.5584 | 25.7951 | -5.9432 | 25.5931 | -9.0539
4388 | 26.8842 | -9.56 | 26.8842 | -9.56 | 25.7949 | -5.9433 | 25.5924 | -9.0545
4389 | 26.8823 | -9.5617 | 26.8823 | -9.5617 | 25.7947 | -5.9434 | 25.5918 | -9.0551
4390 | 26.8805 | -9.5633 | 26.8805 | -9.5633 | 25.7945 | -5.9436 | 25.5911 | -9.0556
4391 | 26.8786 | -9.5649 | 26.8786 | -9.5649 | 25.7943 | -5.9437 | 25.5905 | -9.0562
4392 | 26.8767 | -9.5664 | 26.8767 | -9.5664 | 25.7941 | -5.9439 | 25.5898 | -9.0568
4393 | 26.8749 | -9.568 | 26.8749 | -9.568 | 25.794 | -5.944 | 25.5892 | -9.0573
4394 | 26.873 | -9.5696 | 26.873 | -9.5696 | 25.7938 | -5.9441 | 25.5886 | -9.0579
4395 | 26.8712 | -9.5712 | 26.8712 | -9.5712 | 25.7936 | -5.9443 | 25.5879 | -9.0585
4396 | 26.8694 | -9.5727 | 26.8694 | -9.5727 | 25.7934 | -5.9444 | 25.5873 | -9.0591
4397 | 26.8676 | -9.5743 | 26.8676 | -9.5743 | 25.7932 | -5.9445 | 25.5866 | -9.0596
4398 | 26.8658 | -9.5758 | 26.8658 | -9.5758 | 25.793 | -5.9447 | 25.586 | -9.0602
4399 | 26.864 | -9.5773 | 26.864 | -9.5773 | 25.7928 | -5.9448 | 25.5853 | -9.0608
4400 | 26.8622 | -9.5788 | 26.8622 | -9.5788 | 25.7926 | -5.945 | 25.5847 | -9.0613
4401 | 26.8604 | -9.5804 | 26.8604 | -9.5804 | 25.7924 | -5.9451 | 25.584 | -9.0619
4402 | 26.8586 | -9.5819 | 26.8586 | -9.5819 | 25.7922 | -5.9453 | 25.5834 | -9.0625
4403 | 26.8568 | -9.5834 | 26.8568 | -9.5834 | 25.792 | -5.9454 | 25.5828 | -9.0631
4404 | 26.8551 | -9.5848 | 26.8551 | -9.5848 | 25.7918 | -5.9455 | 25.5821 | -9.0636
4405 | 26.8533 | -9.5863 | 26.8533 | -9.5863 | 25.7916 | -5.9457 | 25.5815 | -9.0642
4406 | 26.8516 | -9.5878 | 26.8516 | -9.5878 | 25.7914 | -5.9458 | 25.5808 | -9.0648
4407 | 26.8498 | -9.5893 | 26.8498 | -9.5893 | 25.7912 | -5.946 | 25.5802 | -9.0653
4408 | 26.8481 | -9.5907 | 26.8481 | -9.5907 | 25.791 | -5.9461 | 25.5795 | -9.0659
4409 | 26.8464 | -9.5922 | 26.8464 | -9.5922 | 25.7907 | -5.9464 | 25.5787 | -9.0667
4410 | 26.8447 | -9.5936 | 26.8447 | -9.5936 | 25.7904 | -5.9466 | 25.5779 | -9.0674
4411 | 26.843 | -9.595 | 26.843 | -9.595 | 25.7901 | -5.9469 | 25.577 | -9.0682
4412 | 26.8413 | -9.5964 | 26.8413 | -9.5964 | 25.7898 | -5.9472 | 25.5762 | -9.069
4413 | 26.8396 | -9.5979 | 26.8396 | -9.5979 | 25.7895 | -5.9474 | 25.5753 | -9.0698
4414 | 26.8379 | -9.5993 | 26.8379 | -9.5993 | 25.7892 | -5.9477 | 25.5745 | -9.0705
4415 | 26.8363 | -9.6007 | 26.8363 | -9.6007 | 25.7889 | -5.9479 | 25.5736 | -9.0713
4416 | 26.8346 | -9.6021 | 26.8346 | -9.6021 | 25.7885 | -5.9482 | 25.5728 | -9.0721
4417 | 26.8329 | -9.6034 | 26.8329 | -9.6034 | 25.7882 | -5.9485 | 25.5719 | -9.0728
4418 | 26.8313 | -9.6048 | 26.8313 | -9.6048 | 25.7879 | -5.9487 | 25.5711 | -9.0736
4419 | 26.8297 | -9.6062 | 26.8297 | -9.6062 | 25.7876 | -5.949 | 25.5703 | -9.0744
4420 | 26.828 | -9.6075 | 26.828 | -9.6075 | 25.7873 | -5.9492 | 25.5694 | -9.0752
4421 | 26.8264 | -9.6089 | 26.8264 | -9.6089 | 25.787 | -5.9495 | 25.5686 | -9.0759
4422 | 26.8248 | -9.6102 | 26.8248 | -9.6102 | 25.7867 | -5.9497 | 25.5677 | -9.0767
4423 | 26.8232 | -9.6116 | 26.8232 | -9.6116 | 25.7864 | -5.95 | 25.5669 | -9.0775
4424 | 26.8216 | -9.6129 | 26.8216 | -9.6129 | 25.7861 | -5.9503 | 25.566 | -9.0782
4425 | 26.82 | -9.6142 | 26.82 | -9.6142 | 25.7858 | -5.9505 | 25.5652 | -9.079
4426 | 26.8184 | -9.6155 | 26.8184 | -9.6155 | 25.7854 | -5.9508 | 25.5643 | -9.0798
4427 | 26.8169 | -9.6168 | 26.8169 | -9.6168 | 25.7851 | -5.951 | 25.5635 | -9.0805
4428 | 26.8153 | -9.6181 | 26.8153 | -9.6181 | 25.7848 | -5.9513 | 25.5627 | -9.0813
4429 | 26.8137 | -9.6194 | 26.8137 | -9.6194 | 25.7845 | -5.9516 | 25.5618 | -9.0821
4430 | 26.8122 | -9.6207 | 26.8122 | -9.6207 | 25.7842 | -5.9518 | 25.561 | -9.0829
4431 | 26.8107 | -9.6219 | 26.8107 | -9.6219 | 25.7839 | -5.9521 | 25.5601 | -9.0836
4432 | 26.8091 | -9.6232 | 26.8091 | -9.6232 | 25.7836 | -5.9523 | 25.5593 | -9.0844
4433 | 26.8076 | -9.6244 | 26.8076 | -9.6244 | 25.7833 | -5.9526 | 25.5584 | -9.0852
4434 | 26.8061 | -9.6257 | 26.8061 | -9.6257 | 25.783 | -5.9528 | 25.5576 | -9.0859
4435 | 26.8046 | -9.6269 | 26.8046 | -9.6269 | 25.7826 | -5.9531 | 25.5567 | -9.0867
4436 | 26.8031 | -9.6281 | 26.8031 | -9.6281 | 25.7823 | -5.9534 | 25.5559 | -9.0875
4437 | 26.8016 | -9.6294 | 26.8016 | -9.6294 | 25.782 | -5.9536 | 25.555 | -9.0883
4438 | 26.8001 | -9.6306 | 26.8001 | -9.6306 | 25.7817 | -5.9539 | 25.5542 | -9.089
4439 | 26.7986 | -9.6318 | 26.7986 | -9.6318 | 25.7814 | -5.9541 | 25.5534 | -9.0898
4440 | 26.7971 | -9.633 | 26.7971 | -9.633 | 25.7811 | -5.9544 | 25.5525 | -9.0906
4441 | 26.7957 | -9.6342 | 26.7957 | -9.6342 | 25.7808 | -5.9546 | 25.5517 | -9.0913
4442 | 26.7942 | -9.6354 | 26.7942 | -9.6354 | 25.7805 | -5.9549 | 25.5508 | -9.0921
4443 | 26.7928 | -9.6365 | 26.7928 | -9.6365 | 25.7802 | -5.9552 | 25.55 | -9.0929
4444 | 26.7913 | -9.6377 | 26.7913 | -9.6377 | 25.7799 | -5.9554 | 25.5491 | -9.0937
4445 | 26.7899 | -9.6389 | 26.7899 | -9.6389 | 25.7795 | -5.9557 | 25.5483 | -9.0944
4446 | 26.7885 | -9.64 | 26.7885 | -9.64 | 25.7792 | -5.9559 | 25.5474 | -9.0952
4447 | 26.7871 | -9.6411 | 26.7871 | -9.6411 | 25.7789 | -5.9562 | 25.5466 | -9.096
4448 | 26.7857 | -9.6423 | 26.7857 | -9.6423 | 25.7786 | -5.9565 | 25.5458 | -9.0967
4449 | 26.7843 | -9.6434 | 26.7843 | -9.6434 | 25.7783 | -5.9567 | 25.5449 | -9.0975
4450 | 26.7829 | -9.6445 | 26.7829 | -9.6445 | 25.778 | -5.957 | 25.5441 | -9.0983
4451 | 26.7815 | -9.6456 | 26.7815 | -9.6456 | 25.7777 | -5.9572 | 25.5432 | -9.0991
4452 | 26.7801 | -9.6467 | 26.7801 | -9.6467 | 25.7774 | -5.9575 | 25.5424 | -9.0998
4453 | 26.7787 | -9.6478 | 26.7787 | -9.6478 | 25.7771 | -5.9577 | 25.5415 | -9.1006
4454 | 26.7774 | -9.6489 | 26.7774 | -9.6489 | 25.7767 | -5.958 | 25.5407 | -9.1014
4455 | 26.776 | -9.65 | 26.776 | -9.65 | 25.7764 | -5.9583 | 25.5398 | -9.1021
4456 | 26.7747 | -9.6511 | 26.7747 | -9.6511 | 25.7761 | -5.9585 | 25.539 | -9.1029
4457 | 26.7733 | -9.6522 | 26.7733 | -9.6522 | 25.7758 | -5.9588 | 25.5382 | -9.1037
4458 | 26.772 | -9.6532 | 26.772 | -9.6532 | 25.7754 | -5.9591 | 25.5373 | -9.1044
4459 | 26.7707 | -9.6543 | 26.7707 | -9.6543 | 25.7747 | -5.9598 | 25.5367 | -9.105
4460 | 26.7694 | -9.6553 | 26.7694 | -9.6553 | 25.7739 | -5.9605 | 25.536 | -9.1056
4461 | 26.7681 | -9.6563 | 26.7681 | -9.6563 | 25.7731 | -5.9612 | 25.5354 | -9.1062
4462 | 26.7668 | -9.6574 | 26.7668 | -9.6574 | 25.7724 | -5.9619 | 25.5347 | -9.1067
4463 | 26.7655 | -9.6584 | 26.7655 | -9.6584 | 25.7716 | -5.9626 | 25.5341 | -9.1073
4464 | 26.7642 | -9.6594 | 26.7642 | -9.6594 | 25.7709 | -5.9633 | 25.5334 | -9.1079
4465 | 26.7629 | -9.6604 | 26.7629 | -9.6604 | 25.7701 | -5.964 | 25.5328 | -9.1084
4466 | 26.7616 | -9.6614 | 26.7616 | -9.6614 | 25.7694 | -5.9647 | 25.5321 | -9.109
4467 | 26.7604 | -9.6624 | 26.7604 | -9.6624 | 25.7686 | -5.9654 | 25.5315 | -9.1096
4468 | 26.7591 | -9.6634 | 26.7591 | -9.6634 | 25.7679 | -5.9661 | 25.5308 | -9.1102
4469 | 26.7578 | -9.6644 | 26.7578 | -9.6644 | 25.7671 | -5.9668 | 25.5302 | -9.1107
4470 | 26.7566 | -9.6653 | 26.7566 | -9.6653 | 25.7664 | -5.9675 | 25.5296 | -9.1113
4471 | 26.7554 | -9.6663 | 26.7554 | -9.6663 | 25.7656 | -5.9682 | 25.5289 | -9.1119
4472 | 26.7541 | -9.6673 | 26.7541 | -9.6673 | 25.7649 | -5.9689 | 25.5283 | -9.1125
4473 | 26.7529 | -9.6682 | 26.7529 | -9.6682 | 25.7641 | -5.9696 | 25.5276 | -9.113
4474 | 26.7517 | -9.6691 | 26.7517 | -9.6691 | 25.7634 | -5.9703 | 25.527 | -9.1136
4475 | 26.7505 | -9.6701 | 26.7505 | -9.6701 | 25.7626 | -5.971 | 25.5263 | -9.1142
4476 | 26.7493 | -9.671 | 26.7493 | -9.671 | 25.7619 | -5.9717 | 25.5257 | -9.1148
4477 | 26.7481 | -9.6719 | 26.7481 | -9.6719 | 25.7611 | -5.9724 | 25.525 | -9.1153
4478 | 26.7469 | -9.6728 | 26.7469 | -9.6728 | 25.7603 | -5.9731 | 25.5244 | -9.1159
4479 | 26.7457 | -9.6737 | 26.7457 | -9.6737 | 25.7596 | -5.9738 | 25.5237 | -9.1165
4480 | 26.7446 | -9.6746 | 26.7446 | -9.6746 | 25.7588 | -5.9745 | 25.5231 | -9.117
4481 | 26.7434 | -9.6755 | 26.7434 | -9.6755 | 25.7581 | -5.9752 | 25.5224 | -9.1176
4482 | 26.7422 | -9.6764 | 26.7422 | -9.6764 | 25.7573 | -5.976 | 25.5218 | -9.1182
4483 | 26.7411 | -9.6773 | 26.7411 | -9.6773 | 25.7566 | -5.9767 | 25.5212 | -9.1188
4484 | 26.7399 | -9.6782 | 26.7399 | -9.6782 | 25.7558 | -5.9774 | 25.5205 | -9.1193
4485 | 26.7388 | -9.679 | 26.7388 | -9.679 | 25.7551 | -5.978 | 25.5199 | -9.1199
4486 | 26.7377 | -9.6799 | 26.7377 | -9.6799 | 25.7543 | -5.9787 | 25.5192 | -9.1205
4487 | 26.7366 | -9.6807 | 26.7366 | -9.6807 | 25.7536 | -5.9794 | 25.5186 | -9.1211
4488 | 26.7354 | -9.6816 | 26.7354 | -9.6816 | 25.7528 | -5.9802 | 25.5179 | -9.1216
4489 | 26.7343 | -9.6824 | 26.7343 | -9.6824 | 25.7521 | -5.9809 | 25.5173 | -9.1222
4490 | 26.7332 | -9.6833 | 26.7332 | -9.6833 | 25.7513 | -5.9816 | 25.5166 | -9.1228
4491 | 26.7321 | -9.6841 | 26.7321 | -9.6841 | 25.7506 | -5.9822 | 25.516 | -9.1233
4492 | 26.731 | -9.6849 | 26.731 | -9.6849 | 25.7498 | -5.9829 | 25.5153 | -9.1239
4493 | 26.7299 | -9.6857 | 26.7299 | -9.6857 | 25.749 | -5.9836 | 25.5147 | -9.1245
4494 | 26.7289 | -9.6865 | 26.7289 | -9.6865 | 25.7483 | -5.9844 | 25.514 | -9.1251
4495 | 26.7278 | -9.6873 | 26.7278 | -9.6873 | 25.7475 | -5.9851 | 25.5134 | -9.1256
4496 | 26.7267 | -9.6881 | 26.7267 | -9.6881 | 25.7468 | -5.9858 | 25.5127 | -9.1262
4497 | 26.7257 | -9.6889 | 26.7257 | -9.6889 | 25.746 | -5.9864 | 25.5121 | -9.1268
4498 | 26.7246 | -9.6897 | 26.7246 | -9.6897 | 25.7453 | -5.9871 | 25.5115 | -9.1273
4499 | 26.7236 | -9.6905 | 26.7236 | -9.6905 | 25.7445 | -5.9879 | 25.5108 | -9.1279
4500 | 26.7225 | -9.6912 | 26.7225 | -9.6912 | 25.7438 | -5.9886 | 25.5102 | -9.1285
4501 | 26.7215 | -9.692 | 26.7215 | -9.692 | 25.743 | -5.9893 | 25.5095 | -9.1291
4502 | 26.7204 | -9.6927 | 26.7204 | -9.6927 | 25.7423 | -5.99 | 25.5089 | -9.1296
4503 | 26.7194 | -9.6935 | 26.7194 | -9.6935 | 25.7415 | -5.9907 | 25.5082 | -9.1302
4504 | 26.7184 | -9.6942 | 26.7184 | -9.6942 | 25.7408 | -5.9914 | 25.5076 | -9.1308
4505 | 26.7174 | -9.695 | 26.7174 | -9.695 | 25.74 | -5.9921 | 25.5069 | -9.1313
4506 | 26.7164 | -9.6957 | 26.7164 | -9.6957 | 25.7393 | -5.9928 | 25.5063 | -9.1319
4507 | 26.7154 | -9.6965 | 26.7154 | -9.6965 | 25.7385 | -5.9935 | 25.5056 | -9.1325
4508 | 26.7144 | -9.6972 | 26.7144 | -9.6972 | 25.7377 | -5.9942 | 25.505 | -9.1331
4509 | 26.7134 | -9.6979 | 26.7134 | -9.6979 | 25.7367 | -5.9951 | 25.5043 | -9.1336
4510 | 26.7124 | -9.6986 | 26.7124 | -9.6986 | 25.7357 | -5.9961 | 25.5037 | -9.1342
4511 | 26.7114 | -9.6993 | 26.7114 | -9.6993 | 25.7348 | -5.997 | 25.503 | -9.1348
4512 | 26.7104 | -9.7 | 26.7104 | -9.7 | 25.7338 | -5.9979 | 25.5024 | -9.1354
4513 | 26.7095 | -9.7007 | 26.7095 | -9.7007 | 25.7328 | -5.9988 | 25.5018 | -9.1359
4514 | 26.7085 | -9.7014 | 26.7085 | -9.7014 | 25.7318 | -5.9998 | 25.5011 | -9.1365
4515 | 26.7075 | -9.7021 | 26.7075 | -9.7021 | 25.7309 | -6.0007 | 25.5005 | -9.1371
4516 | 26.7066 | -9.7028 | 26.7066 | -9.7028 | 25.7299 | -6.0016 | 25.4998 | -9.1377
4517 | 26.7056 | -9.7035 | 26.7056 | -9.7035 | 25.7289 | -6.0025 | 25.4992 | -9.1382
4518 | 26.7047 | -9.7041 | 26.7047 | -9.7041 | 25.7279 | -6.0035 | 25.4985 | -9.1388
4519 | 26.7037 | -9.7048 | 26.7037 | -9.7048 | 25.727 | -6.0044 | 25.4979 | -9.1394
4520 | 26.7028 | -9.7055 | 26.7028 | -9.7055 | 25.726 | -6.0053 | 25.4972 | -9.14
4521 | 26.7019 | -9.7061 | 26.7019 | -9.7061 | 25.725 | -6.0062 | 25.4966 | -9.1405
4522 | 26.7009 | -9.7068 | 26.7009 | -9.7068 | 25.724 | -6.0072 | 25.4959 | -9.1411
4523 | 26.7 | -9.7074 | 26.7 | -9.7074 | 25.723 | -6.0081 | 25.4953 | -9.1417
4524 | 26.6991 | -9.7081 | 26.6991 | -9.7081 | 25.7221 | -6.009 | 25.4946 | -9.1423
4525 | 26.6982 | -9.7087 | 26.6982 | -9.7087 | 25.7211 | -6.0099 | 25.494 | -9.1428
4526 | 26.6972 | -9.7094 | 26.6972 | -9.7094 | 25.7201 | -6.0109 | 25.4933 | -9.1434
4527 | 26.6963 | -9.71 | 26.6963 | -9.71 | 25.7191 | -6.0118 | 25.4927 | -9.144
4528 | 26.6954 | -9.7106 | 26.6954 | -9.7106 | 25.7182 | -6.0127 | 25.492 | -9.1446
4529 | 26.6945 | -9.7113 | 26.6945 | -9.7113 | 25.7172 | -6.0136 | 25.4914 | -9.1451
4530 | 26.6936 | -9.7119 | 26.6936 | -9.7119 | 25.7162 | -6.0146 | 25.4907 | -9.1457
4531 | 26.6927 | -9.7125 | 26.6927 | -9.7125 | 25.7152 | -6.0155 | 25.4901 | -9.1463
4532 | 26.6918 | -9.7131 | 26.6918 | -9.7131 | 25.7142 | -6.0164 | 25.4894 | -9.1469
4533 | 26.691 | -9.7137 | 26.691 | -9.7137 | 25.7133 | -6.0173 | 25.4888 | -9.1474
4534 | 26.6901 | -9.7143 | 26.6901 | -9.7143 | 25.7123 | -6.0183 | 25.4881 | -9.148
4535 | 26.6892 | -9.7149 | 26.6892 | -9.7149 | 25.7113 | -6.0192 | 25.4875 | -9.1486
4536 | 26.6883 | -9.7155 | 26.6883 | -9.7155 | 25.7103 | -6.0201 | 25.4869 | -9.1491
4537 | 26.6874 | -9.7161 | 26.6874 | -9.7161 | 25.7094 | -6.021 | 25.4862 | -9.1497
4538 | 26.6866 | -9.7167 | 26.6866 | -9.7167 | 25.7084 | -6.022 | 25.4856 | -9.1503
4539 | 26.6857 | -9.7173 | 26.6857 | -9.7173 | 25.7074 | -6.0229 | 25.4849 | -9.1509
4540 | 26.6848 | -9.7179 | 26.6848 | -9.7179 | 25.7064 | -6.0238 | 25.4843 | -9.1514
4541 | 26.684 | -9.7185 | 26.684 | -9.7185 | 25.7055 | -6.0247 | 25.4836 | -9.152
4542 | 26.6831 | -9.7191 | 26.6831 | -9.7191 | 25.7045 | -6.0256 | 25.483 | -9.1526
4543 | 26.6823 | -9.7197 | 26.6823 | -9.7197 | 25.7035 | -6.0266 | 25.4823 | -9.1532
4544 | 26.6814 | -9.7202 | 26.6814 | -9.7202 | 25.7025 | -6.0275 | 25.4817 | -9.1537
4545 | 26.6806 | -9.7208 | 26.6806 | -9.7208 | 25.7015 | -6.0284 | 25.481 | -9.1543
4546 | 26.6797 | -9.7214 | 26.6797 | -9.7214 | 25.7006 | -6.0293 | 25.4804 | -9.1549
4547 | 26.6789 | -9.722 | 26.6789 | -9.722 | 25.6996 | -6.0303 | 25.4797 | -9.1555
4548 | 26.678 | -9.7225 | 26.678 | -9.7225 | 25.6986 | -6.0312 | 25.4791 | -9.156
4549 | 26.6772 | -9.7231 | 26.6772 | -9.7231 | 25.6976 | -6.0321 | 25.4784 | -9.1566
4550 | 26.6764 | -9.7237 | 26.6764 | -9.7237 | 25.6967 | -6.0331 | 25.4778 | -9.1572
4551 | 26.6755 | -9.7242 | 26.6755 | -9.7242 | 25.6957 | -6.034 | 25.4771 | -9.1578
4552 | 26.6747 | -9.7248 | 26.6747 | -9.7248 | 25.6947 | -6.0349 | 25.4765 | -9.1583
4553 | 26.6739 | -9.7253 | 26.6739 | -9.7253 | 25.6937 | -6.0358 | 25.4758 | -9.1589
4554 | 26.673 | -9.7259 | 26.673 | -9.7259 | 25.6928 | -6.0367 | 25.4752 | -9.1595
4555 | 26.6722 | -9.7264 | 26.6722 | -9.7264 | 25.6918 | -6.0377 | 25.4745 | -9.1601
4556 | 26.6714 | -9.727 | 26.6714 | -9.727 | 25.6908 | -6.0386 | 25.4739 | -9.1606
4557 | 26.6706 | -9.7275 | 26.6706 | -9.7275 | 25.6898 | -6.0395 | 25.4732 | -9.1612
4558 | 26.6697 | -9.7281 | 26.6697 | -9.7281 | 25.6888 | -6.0405 | 25.4726 | -9.1618
4559 | 26.6689 | -9.7286 | 26.6689 | -9.7286 | 25.6876 | -6.0417 | 25.4719 | -9.1623
4560 | 26.6681 | -9.7292 | 26.6681 | -9.7292 | 25.6864 | -6.0428 | 25.4713 | -9.1629
4561 | 26.6673 | -9.7297 | 26.6673 | -9.7297 | 25.6852 | -6.044 | 25.4707 | -9.1635
4562 | 26.6665 | -9.7302 | 26.6665 | -9.7302 | 25.684 | -6.0451 | 25.47 | -9.1641
4563 | 26.6657 | -9.7308 | 26.6657 | -9.7308 | 25.6828 | -6.0462 | 25.4694 | -9.1646
4564 | 26.6649 | -9.7313 | 26.6649 | -9.7313 | 25.6816 | -6.0474 | 25.4687 | -9.1652
4565 | 26.664 | -9.7318 | 26.664 | -9.7318 | 25.6804 | -6.0485 | 25.4681 | -9.1658
4566 | 26.6632 | -9.7324 | 26.6632 | -9.7324 | 25.6792 | -6.0497 | 25.4674 | -9.1664
4567 | 26.6624 | -9.7329 | 26.6624 | -9.7329 | 25.678 | -6.0508 | 25.4668 | -9.1669
4568 | 26.6616 | -9.7334 | 26.6616 | -9.7334 | 25.6768 | -6.052 | 25.4661 | -9.1675
4569 | 26.6608 | -9.734 | 26.6608 | -9.734 | 25.6756 | -6.0531 | 25.4655 | -9.1681
4570 | 26.66 | -9.7345 | 26.66 | -9.7345 | 25.6744 | -6.0543 | 25.4648 | -9.1687
4571 | 26.6592 | -9.735 | 26.6592 | -9.735 | 25.6732 | -6.0555 | 25.4642 | -9.1692
4572 | 26.6584 | -9.7356 | 26.6584 | -9.7356 | 25.672 | -6.0566 | 25.4635 | -9.1698
4573 | 26.6576 | -9.7361 | 26.6576 | -9.7361 | 25.6708 | -6.0578 | 25.4629 | -9.1704
4574 | 26.6568 | -9.7366 | 26.6568 | -9.7366 | 25.6696 | -6.0589 | 25.4622 | -9.171
4575 | 26.656 | -9.7372 | 26.656 | -9.7372 | 25.6684 | -6.0601 | 25.4616 | -9.1716
4576 | 26.6552 | -9.7377 | 26.6552 | -9.7377 | 25.6672 | -6.0612 | 25.4609 | -9.1721
4577 | 26.6544 | -9.7382 | 26.6544 | -9.7382 | 25.6659 | -6.0623 | 25.4603 | -9.1727
4578 | 26.6536 | -9.7387 | 26.6536 | -9.7387 | 25.6647 | -6.0635 | 25.4596 | -9.1733
4579 | 26.6528 | -9.7393 | 26.6528 | -9.7393 | 25.6635 | -6.0646 | 25.459 | -9.1739
4580 | 26.652 | -9.7398 | 26.652 | -9.7398 | 25.6623 | -6.0658 | 25.4583 | -9.1744
4581 | 26.6512 | -9.7403 | 26.6512 | -9.7403 | 25.6611 | -6.0669 | 25.4577 | -9.175
4582 | 26.6504 | -9.7408 | 26.6504 | -9.7408 | 25.6599 | -6.0681 | 25.457 | -9.1756
4583 | 26.6496 | -9.7414 | 26.6496 | -9.7414 | 25.6587 | -6.0692 | 25.4564 | -9.1762
4584 | 26.6488 | -9.7419 | 26.6488 | -9.7419 | 25.6575 | -6.0704 | 25.4557 | -9.1767
4585 | 26.648 | -9.7424 | 26.648 | -9.7424 | 25.6563 | -6.0715 | 25.4551 | -9.1773
4586 | 26.6472 | -9.7429 | 26.6472 | -9.7429 | 25.6551 | -6.0727 | 25.4544 | -9.1779
4587 | 26.6464 | -9.7435 | 26.6464 | -9.7435 | 25.6539 | -6.0738 | 25.4538 | -9.1785
4588 | 26.6456 | -9.744 | 26.6456 | -9.744 | 25.6527 | -6.075 | 25.4531 | -9.179
4589 | 26.6448 | -9.7445 | 26.6448 | -9.7445 | 25.6515 | -6.0761 | 25.4525 | -9.1796
4590 | 26.644 | -9.745 | 26.644 | -9.745 | 25.6503 | -6.0773 | 25.4518 | -9.1802
4591 | 26.6432 | -9.7456 | 26.6432 | -9.7456 | 25.6491 | -6.0784 | 25.4512 | -9.1808
4592 | 26.6424 | -9.7461 | 26.6424 | -9.7461 | 25.6479 | -6.0796 | 25.4505 | -9.1813
4593 | 26.6415 | -9.7466 | 26.6415 | -9.7466 | 25.6467 | -6.0807 | 25.4499 | -9.1819
4594 | 26.6407 | -9.7472 | 26.6407 | -9.7472 | 25.6455 | -6.0819 | 25.4492 | -9.1825
4595 | 26.6399 | -9.7477 | 26.6399 | -9.7477 | 25.6443 | -6.083 | 25.4486 | -9.1831
4596 | 26.6391 | -9.7482 | 26.6391 | -9.7482 | 25.6431 | -6.0842 | 25.4479 | -9.1836
4597 | 26.6383 | -9.7488 | 26.6383 | -9.7488 | 25.6419 | -6.0853 | 25.4473 | -9.1842
4598 | 26.6375 | -9.7493 | 26.6375 | -9.7493 | 25.6407 | -6.0865 | 25.4466 | -9.1848
4599 | 26.6367 | -9.7498 | 26.6367 | -9.7498 | 25.6395 | -6.0876 | 25.446 | -9.1854
4600 | 26.6359 | -9.7504 | 26.6359 | -9.7504 | 25.6383 | -6.0888 | 25.4453 | -9.1859
4601 | 26.6351 | -9.7509 | 26.6351 | -9.7509 | 25.6371 | -6.0899 | 25.4447 | -9.1865
4602 | 26.6343 | -9.7514 | 26.6343 | -9.7514 | 25.6359 | -6.0911 | 25.444 | -9.1871
4603 | 26.6334 | -9.752 | 26.6334 | -9.752 | 25.6347 | -6.0922 | 25.4434 | -9.1877
4604 | 26.6326 | -9.7525 | 26.6326 | -9.7525 | 25.6335 | -6.0934 | 25.4427 | -9.1883
4605 | 26.6318 | -9.753 | 26.6318 | -9.753 | 25.6323 | -6.0945 | 25.4421 | -9.1888
4606 | 26.631 | -9.7536 | 26.631 | -9.7536 | 25.6311 | -6.0957 | 25.4414 | -9.1894
4607 | 26.6302 | -9.7541 | 26.6302 | -9.7541 | 25.6299 | -6.0968 | 25.4408 | -9.19
4608 | 26.6294 | -9.7547 | 26.6294 | -9.7547 | 25.6286 | -6.0981 | 25.4401 | -9.1905
4609 | 26.6285 | -9.7552 | 26.6285 | -9.7552 | 25.627 | -6.0997 | 25.4395 | -9.1911
4610 | 26.6277 | -9.7558 | 26.6277 | -9.7558 | 25.6253 | -6.1012 | 25.4388 | -9.1917
4611 | 26.6269 | -9.7563 | 26.6269 | -9.7563 | 25.6237 | -6.1028 | 25.4382 | -9.1923
4612 | 26.6261 | -9.7569 | 26.6261 | -9.7569 | 25.6221 | -6.1044 | 25.4375 | -9.1929
4613 | 26.6252 | -9.7574 | 26.6252 | -9.7574 | 25.6205 | -6.1059 | 25.4369 | -9.1934
4614 | 26.6244 | -9.758 | 26.6244 | -9.758 | 25.6189 | -6.1075 | 25.4362 | -9.194
4615 | 26.6236 | -9.7585 | 26.6236 | -9.7585 | 25.6173 | -6.109 | 25.4356 | -9.1946
4616 | 26.6227 | -9.7591 | 26.6227 | -9.7591 | 25.6156 | -6.1106 | 25.4349 | -9.1952
4617 | 26.6219 | -9.7596 | 26.6219 | -9.7596 | 25.614 | -6.1122 | 25.4343 | -9.1957
4618 | 26.6211 | -9.7602 | 26.6211 | -9.7602 | 25.6124 | -6.1137 | 25.4336 | -9.1963
4619 | 26.6202 | -9.7608 | 26.6202 | -9.7608 | 25.6108 | -6.1153 | 25.433 | -9.1969
4620 | 26.6194 | -9.7613 | 26.6194 | -9.7613 | 25.6092 | -6.1169 | 25.4323 | -9.1975
4621 | 26.6185 | -9.7619 | 26.6185 | -9.7619 | 25.6076 | -6.1184 | 25.4317 | -9.1981
4622 | 26.6177 | -9.7625 | 26.6177 | -9.7625 | 25.6059 | -6.12 | 25.431 | -9.1986
4623 | 26.6168 | -9.763 | 26.6168 | -9.763 | 25.6043 | -6.1216 | 25.4304 | -9.1992
4624 | 26.616 | -9.7636 | 26.616 | -9.7636 | 25.6027 | -6.1231 | 25.4297 | -9.1998
4625 | 26.6151 | -9.7642 | 26.6151 | -9.7642 | 25.6011 | -6.1247 | 25.4291 | -9.2004
4626 | 26.6143 | -9.7648 | 26.6143 | -9.7648 | 25.5995 | -6.1262 | 25.4284 | -9.2009
4627 | 26.6134 | -9.7653 | 26.6134 | -9.7653 | 25.5979 | -6.1278 | 25.4278 | -9.2015
4628 | 26.6126 | -9.7659 | 26.6126 | -9.7659 | 25.5962 | -6.1294 | 25.4271 | -9.2021
4629 | 26.6117 | -9.7665 | 26.6117 | -9.7665 | 25.5946 | -6.131 | 25.4265 | -9.2027
4630 | 26.6109 | -9.7671 | 26.6109 | -9.7671 | 25.593 | -6.1325 | 25.4258 | -9.2032
4631 | 26.61 | -9.7677 | 26.61 | -9.7677 | 25.5914 | -6.1341 | 25.4252 | -9.2038
4632 | 26.6091 | -9.7683 | 26.6091 | -9.7683 | 25.5898 | -6.1356 | 25.4245 | -9.2044
4633 | 26.6082 | -9.7689 | 26.6082 | -9.7689 | 25.5882 | -6.1372 | 25.4239 | -9.205
4634 | 26.6074 | -9.7695 | 26.6074 | -9.7695 | 25.5865 | -6.1388 | 25.4232 | -9.2056
4635 | 26.6065 | -9.7701 | 26.6065 | -9.7701 | 25.5849 | -6.1403 | 25.4226 | -9.2061
4636 | 26.6056 | -9.7707 | 26.6056 | -9.7707 | 25.5833 | -6.1419 | 25.4219 | -9.2067
4637 | 26.6047 | -9.7713 | 26.6047 | -9.7713 | 25.5817 | -6.1435 | 25.4213 | -9.2073
4638 | 26.6039 | -9.7719 | 26.6039 | -9.7719 | 25.5801 | -6.145 | 25.4206 | -9.2079
4639 | 26.603 | -9.7725 | 26.603 | -9.7725 | 25.5785 | -6.1466 | 25.42 | -9.2084
4640 | 26.6021 | -9.7731 | 26.6021 | -9.7731 | 25.5768 | -6.1482 | 25.4193 | -9.209
4641 | 26.6012 | -9.7737 | 26.6012 | -9.7737 | 25.5752 | -6.1497 | 25.4186 | -9.2096
4642 | 26.6003 | -9.7743 | 26.6003 | -9.7743 | 25.5736 | -6.1513 | 25.418 | -9.2102
4643 | 26.5994 | -9.775 | 26.5994 | -9.775 | 25.572 | -6.1528 | 25.4173 | -9.2107
4644 | 26.5985 | -9.7756 | 26.5985 | -9.7756 | 25.5704 | -6.1544 | 25.4167 | -9.2113
4645 | 26.5976 | -9.7762 | 26.5976 | -9.7762 | 25.5688 | -6.156 | 25.416 | -9.2119
4646 | 26.5967 | -9.7768 | 26.5967 | -9.7768 | 25.5671 | -6.1575 | 25.4154 | -9.2125
4647 | 26.5958 | -9.7775 | 26.5958 | -9.7775 | 25.5655 | -6.1591 | 25.4147 | -9.2131
4648 | 26.5949 | -9.7781 | 26.5949 | -9.7781 | 25.5639 | -6.1607 | 25.4141 | -9.2136
4649 | 26.5939 | -9.7788 | 26.5939 | -9.7788 | 25.5623 | -6.1622 | 25.4134 | -9.2142
4650 | 26.593 | -9.7794 | 26.593 | -9.7794 | 25.5607 | -6.1638 | 25.4128 | -9.2148
4651 | 26.5921 | -9.78 | 26.5921 | -9.78 | 25.5591 | -6.1654 | 25.4121 | -9.2154
4652 | 26.5912 | -9.7807 | 26.5912 | -9.7807 | 25.5574 | -6.1669 | 25.4115 | -9.2159
4653 | 26.5902 | -9.7813 | 26.5902 | -9.7813 | 25.5558 | -6.1685 | 25.4108 | -9.2165
4654 | 26.5893 | -9.782 | 26.5893 | -9.782 | 25.5542 | -6.17 | 25.4102 | -9.2171
4655 | 26.5884 | -9.7827 | 26.5884 | -9.7827 | 25.5526 | -6.1716 | 25.4095 | -9.2177
4656 | 26.5874 | -9.7833 | 26.5874 | -9.7833 | 25.551 | -6.1732 | 25.4089 | -9.2182
4657 | 26.5865 | -9.784 | 26.5865 | -9.784 | 25.5494 | -6.1747 | 25.4082 | -9.2188
4658 | 26.5855 | -9.7847 | 26.5855 | -9.7847 | 25.5478 | -6.1763 | 25.4076 | -9.2194
4659 | 26.5846 | -9.7853 | 26.5846 | -9.7853 | 25.5463 | -6.1777 | 25.4067 | -9.2202
4660 | 26.5836 | -9.786 | 26.5836 | -9.786 | 25.5447 | -6.1792 | 25.4059 | -9.221
4661 | 26.5827 | -9.7867 | 26.5827 | -9.7867 | 25.5432 | -6.1806 | 25.405 | -9.2217
4662 | 26.5817 | -9.7874 | 26.5817 | -9.7874 | 25.5417 | -6.1821 | 25.4042 | -9.2225
4663 | 26.5808 | -9.7881 | 26.5808 | -9.7881 | 25.5402 | -6.1836 | 25.4033 | -9.2233
4664 | 26.5798 | -9.7887 | 26.5798 | -9.7887 | 25.5387 | -6.185 | 25.4025 | -9.2241
4665 | 26.5788 | -9.7894 | 26.5788 | -9.7894 | 25.5372 | -6.1865 | 25.4016 | -9.2248
4666 | 26.5778 | -9.7901 | 26.5778 | -9.7901 | 25.5357 | -6.1879 | 25.4008 | -9.2256
4667 | 26.5769 | -9.7908 | 26.5769 | -9.7908 | 25.5342 | -6.1894 | 25.3999 | -9.2264
4668 | 26.5759 | -9.7915 | 26.5759 | -9.7915 | 25.5326 | -6.1909 | 25.3991 | -9.2272
4669 | 26.5749 | -9.7923 | 26.5749 | -9.7923 | 25.5311 | -6.1923 | 25.3982 | -9.228
4670 | 26.5739 | -9.793 | 26.5739 | -9.793 | 25.5296 | -6.1938 | 25.3974 | -9.2287
4671 | 26.5729 | -9.7937 | 26.5729 | -9.7937 | 25.5281 | -6.1952 | 25.3965 | -9.2295
4672 | 26.5719 | -9.7944 | 26.5719 | -9.7944 | 25.5266 | -6.1967 | 25.3957 | -9.2303
4673 | 26.5709 | -9.7951 | 26.5709 | -9.7951 | 25.5251 | -6.1982 | 25.3948 | -9.2311
4674 | 26.5699 | -9.7959 | 26.5699 | -9.7959 | 25.5236 | -6.1996 | 25.3939 | -9.2318
4675 | 26.5689 | -9.7966 | 26.5689 | -9.7966 | 25.5221 | -6.2011 | 25.3931 | -9.2326
4676 | 26.5679 | -9.7973 | 26.5679 | -9.7973 | 25.5205 | -6.2025 | 25.3922 | -9.2334
4677 | 26.5669 | -9.7981 | 26.5669 | -9.7981 | 25.519 | -6.204 | 25.3914 | -9.2342
4678 | 26.5658 | -9.7988 | 26.5658 | -9.7988 | 25.5175 | -6.2055 | 25.3905 | -9.235
4679 | 26.5648 | -9.7996 | 26.5648 | -9.7996 | 25.516 | -6.2069 | 25.3897 | -9.2357
4680 | 26.5638 | -9.8003 | 26.5638 | -9.8003 | 25.5145 | -6.2084 | 25.3888 | -9.2365
4681 | 26.5627 | -9.8011 | 26.5627 | -9.8011 | 25.513 | -6.2099 | 25.388 | -9.2373
4682 | 26.5617 | -9.8018 | 26.5617 | -9.8018 | 25.5115 | -6.2113 | 25.3871 | -9.2381
4683 | 26.5607 | -9.8026 | 26.5607 | -9.8026 | 25.51 | -6.2128 | 25.3863 | -9.2389
4684 | 26.5596 | -9.8034 | 26.5596 | -9.8034 | 25.5085 | -6.2142 | 25.3854 | -9.2396
4685 | 26.5586 | -9.8041 | 26.5586 | -9.8041 | 25.5069 | -6.2157 | 25.3846 | -9.2404
4686 | 26.5575 | -9.8049 | 26.5575 | -9.8049 | 25.5054 | -6.2172 | 25.3837 | -9.2412
4687 | 26.5564 | -9.8057 | 26.5564 | -9.8057 | 25.5039 | -6.2186 | 25.3829 | -9.242
4688 | 26.5554 | -9.8065 | 26.5554 | -9.8065 | 25.5024 | -6.2201 | 25.382 | -9.2427
4689 | 26.5543 | -9.8073 | 26.5543 | -9.8073 | 25.5009 | -6.2215 | 25.3812 | -9.2435
4690 | 26.5532 | -9.8081 | 26.5532 | -9.8081 | 25.4994 | -6.223 | 25.3803 | -9.2443
4691 | 26.5522 | -9.8089 | 26.5522 | -9.8089 | 25.4979 | -6.2244 | 25.3795 | -9.2451
4692 | 26.5511 | -9.8097 | 26.5511 | -9.8097 | 25.4964 | -6.2259 | 25.3786 | -9.2459
4693 | 26.55 | -9.8105 | 26.55 | -9.8105 | 25.4948 | -6.2274 | 25.3778 | -9.2467
4694 | 26.5489 | -9.8113 | 26.5489 | -9.8113 | 25.4933 | -6.2288 | 25.3769 | -9.2474
4695 | 26.5478 | -9.8121 | 26.5478 | -9.8121 | 25.4918 | -6.2303 | 25.376 | -9.2482
4696 | 26.5467 | -9.8129 | 26.5467 | -9.8129 | 25.4903 | -6.2317 | 25.3752 | -9.249
4697 | 26.5456 | -9.8138 | 26.5456 | -9.8138 | 25.4888 | -6.2332 | 25.3743 | -9.2498
4698 | 26.5445 | -9.8146 | 26.5445 | -9.8146 | 25.4873 | -6.2347 | 25.3735 | -9.2505
4699 | 26.5434 | -9.8154 | 26.5434 | -9.8154 | 25.4858 | -6.2361 | 25.3726 | -9.2513
4700 | 26.5423 | -9.8163 | 26.5423 | -9.8163 | 25.4843 | -6.2376 | 25.3718 | -9.2521
4701 | 26.5411 | -9.8171 | 26.5411 | -9.8171 | 25.4827 | -6.239 | 25.3709 | -9.2529
4702 | 26.54 | -9.8179 | 26.54 | -9.8179 | 25.4812 | -6.2405 | 25.3701 | -9.2537
4703 | 26.5389 | -9.8188 | 26.5389 | -9.8188 | 25.4797 | -6.242 | 25.3692 | -9.2544
4704 | 26.5378 | -9.8197 | 26.5378 | -9.8197 | 25.4782 | -6.2434 | 25.3684 | -9.2552
4705 | 26.5366 | -9.8205 | 26.5366 | -9.8205 | 25.4767 | -6.2449 | 25.3675 | -9.256
4706 | 26.5355 | -9.8214 | 26.5355 | -9.8214 | 25.4752 | -6.2463 | 25.3667 | -9.2568
4707 | 26.5343 | -9.8223 | 26.5343 | -9.8223 | 25.4737 | -6.2478 | 25.3658 | -9.2576
4708 | 26.5332 | -9.8231 | 26.5332 | -9.8231 | 25.4722 | -6.2492 | 25.365 | -9.2583
4709 | 26.532 | -9.824 | 26.532 | -9.824 | 25.4709 | -6.2505 | 25.3641 | -9.2591
4710 | 26.5308 | -9.8249 | 26.5308 | -9.8249 | 25.4695 | -6.2518 | 25.3633 | -9.2599
4711 | 26.5297 | -9.8258 | 26.5297 | -9.8258 | 25.4681 | -6.2531 | 25.3624 | -9.2607
4712 | 26.5285 | -9.8267 | 26.5285 | -9.8267 | 25.4668 | -6.2544 | 25.3616 | -9.2614
4713 | 26.5273 | -9.8276 | 26.5273 | -9.8276 | 25.4654 | -6.2557 | 25.3607 | -9.2622
4714 | 26.5262 | -9.8285 | 26.5262 | -9.8285 | 25.4641 | -6.257 | 25.3598 | -9.263
4715 | 26.525 | -9.8294 | 26.525 | -9.8294 | 25.4627 | -6.2583 | 25.359 | -9.2638
4716 | 26.5238 | -9.8303 | 26.5238 | -9.8303 | 25.4614 | -6.2596 | 25.3581 | -9.2646
4717 | 26.5226 | -9.8312 | 26.5226 | -9.8312 | 25.46 | -6.2609 | 25.3573 | -9.2653
4718 | 26.5214 | -9.8321 | 26.5214 | -9.8321 | 25.4587 | -6.2622 | 25.3564 | -9.2661
4719 | 26.5202 | -9.8331 | 26.5202 | -9.8331 | 25.4573 | -6.2635 | 25.3556 | -9.2669
4720 | 26.519 | -9.834 | 26.519 | -9.834 | 25.456 | -6.2648 | 25.3547 | -9.2677
4721 | 26.5178 | -9.8349 | 26.5178 | -9.8349 | 25.4546 | -6.2661 | 25.3539 | -9.2685
4722 | 26.5165 | -9.8359 | 26.5165 | -9.8359 | 25.4532 | -6.2674 | 25.353 | -9.2692
4723 | 26.5153 | -9.8368 | 26.5153 | -9.8368 | 25.4519 | -6.2687 | 25.3522 | -9.27
4724 | 26.5141 | -9.8378 | 26.5141 | -9.8378 | 25.4505 | -6.2701 | 25.3513 | -9.2708
4725 | 26.5129 | -9.8387 | 26.5129 | -9.8387 | 25.4492 | -6.2713 | 25.3505 | -9.2716
4726 | 26.5116 | -9.8397 | 26.5116 | -9.8397 | 25.4478 | -6.2726 | 25.3496 | -9.2724
4727 | 26.5104 | -9.8406 | 26.5104 | -9.8406 | 25.4465 | -6.274 | 25.3487 | -9.2731
4728 | 26.5091 | -9.8416 | 26.5091 | -9.8416 | 25.4451 | -6.2753 | 25.3479 | -9.2739
4729 | 26.5079 | -9.8426 | 26.5079 | -9.8426 | 25.4438 | -6.2766 | 25.347 | -9.2747
4730 | 26.5066 | -9.8435 | 26.5066 | -9.8435 | 25.4424 | -6.2779 | 25.3462 | -9.2755
4731 | 26.5054 | -9.8445 | 26.5054 | -9.8445 | 25.441 | -6.2792 | 25.3453 | -9.2763
4732 | 26.5041 | -9.8455 | 26.5041 | -9.8455 | 25.4397 | -6.2805 | 25.3445 | -9.277
4733 | 26.5028 | -9.8465 | 26.5028 | -9.8465 | 25.4383 | -6.2818 | 25.3436 | -9.2778
4734 | 26.5016 | -9.8475 | 26.5016 | -9.8475 | 25.437 | -6.2831 | 25.3428 | -9.2786
4735 | 26.5003 | -9.8485 | 26.5003 | -9.8485 | 25.4356 | -6.2844 | 25.3419 | -9.2794
4736 | 26.499 | -9.8495 | 26.499 | -9.8495 | 25.4343 | -6.2857 | 25.3411 | -9.2802
4737 | 26.4977 | -9.8505 | 26.4977 | -9.8505 | 25.4329 | -6.287 | 25.3402 | -9.2809
4738 | 26.4964 | -9.8515 | 26.4964 | -9.8515 | 25.4316 | -6.2883 | 25.3394 | -9.2817
4739 | 26.4951 | -9.8525 | 26.4951 | -9.8525 | 25.4302 | -6.2896 | 25.3385 | -9.2825
4740 | 26.4938 | -9.8536 | 26.4938 | -9.8536 | 25.4289 | -6.2909 | 25.3376 | -9.2833
4741 | 26.4925 | -9.8546 | 26.4925 | -9.8546 | 25.4275 | -6.2922 | 25.3368 | -9.2841
4742 | 26.4912 | -9.8556 | 26.4912 | -9.8556 | 25.4261 | -6.2935 | 25.3359 | -9.2848
4743 | 26.4899 | -9.8567 | 26.4899 | -9.8567 | 25.4248 | -6.2948 | 25.3351 | -9.2856
4744 | 26.4886 | -9.8577 | 26.4886 | -9.8577 | 25.4234 | -6.2961 | 25.3342 | -9.2864
4745 | 26.4872 | -9.8587 | 26.4872 | -9.8587 | 25.4221 | -6.2974 | 25.3334 | -9.2872
4746 | 26.4859 | -9.8598 | 26.4859 | -9.8598 | 25.4207 | -6.2987 | 25.3325 | -9.288
4747 | 26.4846 | -9.8609 | 26.4846 | -9.8609 | 25.4194 | -6.3 | 25.3317 | -9.2887
4748 | 26.4832 | -9.8619 | 26.4832 | -9.8619 | 25.418 | -6.3013 | 25.3308 | -9.2895
4749 | 26.4819 | -9.863 | 26.4819 | -9.863 | 25.4167 | -6.3026 | 25.33 | -9.2903
4750 | 26.4805 | -9.864 | 26.4805 | -9.864 | 25.4153 | -6.3039 | 25.3291 | -9.2911
4751 | 26.4792 | -9.8651 | 26.4792 | -9.8651 | 25.4139 | -6.3052 | 25.3283 | -9.2919
4752 | 26.4778 | -9.8662 | 26.4778 | -9.8662 | 25.4126 | -6.3065 | 25.3274 | -9.2926
4753 | 26.4765 | -9.8673 | 26.4765 | -9.8673 | 25.4112 | -6.3078 | 25.3265 | -9.2934
4754 | 26.4751 | -9.8684 | 26.4751 | -9.8684 | 25.4099 | -6.3091 | 25.3257 | -9.2942
4755 | 26.4737 | -9.8694 | 26.4737 | -9.8694 | 25.4085 | -6.3104 | 25.3248 | -9.295
4756 | 26.4724 | -9.8705 | 26.4724 | -9.8705 | 25.4072 | -6.3117 | 25.324 | -9.2958
4757 | 26.471 | -9.8716 | 26.471 | -9.8716 | 25.4058 | -6.313 | 25.3231 | -9.2965
4758 | 26.4696 | -9.8727 | 26.4696 | -9.8727 | 25.4045 | -6.3143 | 25.3223 | -9.2973
4759 | 26.4682 | -9.8738 | 26.4682 | -9.8738 | 25.4032 | -6.3155 | 25.3216 | -9.2979
4760 | 26.4668 | -9.8749 | 26.4668 | -9.8749 | 25.4019 | -6.3168 | 25.321 | -9.2985
4761 | 26.4655 | -9.8761 | 26.4655 | -9.8761 | 25.4006 | -6.318 | 25.3203 | -9.2991
4762 | 26.4641 | -9.8772 | 26.4641 | -9.8772 | 25.3994 | -6.3192 | 25.3197 | -9.2996
4763 | 26.4627 | -9.8783 | 26.4627 | -9.8783 | 25.3981 | -6.3205 | 25.319 | -9.3002
4764 | 26.4613 | -9.8794 | 26.4613 | -9.8794 | 25.3968 | -6.3217 | 25.3183 | -9.3008
4765 | 26.4598 | -9.8805 | 26.4598 | -9.8805 | 25.3955 | -6.3229 | 25.3177 | -9.3014
4766 | 26.4584 | -9.8817 | 26.4584 | -9.8817 | 25.3942 | -6.3242 | 25.317 | -9.302
4767 | 26.457 | -9.8828 | 26.457 | -9.8828 | 25.3929 | -6.3254 | 25.3164 | -9.3026
4768 | 26.4556 | -9.884 | 26.4556 | -9.884 | 25.3916 | -6.3266 | 25.3157 | -9.3031
4769 | 26.4542 | -9.8851 | 26.4542 | -9.8851 | 25.3904 | -6.3278 | 25.3151 | -9.3037
4770 | 26.4527 | -9.8863 | 26.4527 | -9.8863 | 25.3891 | -6.3291 | 25.3144 | -9.3043
4771 | 26.4513 | -9.8874 | 26.4513 | -9.8874 | 25.3878 | -6.3303 | 25.3138 | -9.3049
4772 | 26.4499 | -9.8886 | 26.4499 | -9.8886 | 25.3865 | -6.3316 | 25.3131 | -9.3055
4773 | 26.4484 | -9.8897 | 26.4484 | -9.8897 | 25.3852 | -6.3328 | 25.3124 | -9.306
4774 | 26.447 | -9.8909 | 26.447 | -9.8909 | 25.3839 | -6.334 | 25.3118 | -9.3066
4775 | 26.4456 | -9.892 | 26.4456 | -9.892 | 25.3827 | -6.3352 | 25.3111 | -9.3072
4776 | 26.4441 | -9.8932 | 26.4441 | -9.8932 | 25.3814 | -6.3365 | 25.3105 | -9.3078
4777 | 26.4427 | -9.8944 | 26.4427 | -9.8944 | 25.3801 | -6.3377 | 25.3098 | -9.3084
4778 | 26.4412 | -9.8956 | 26.4412 | -9.8956 | 25.3788 | -6.3389 | 25.3092 | -9.3089
4779 | 26.4397 | -9.8967 | 26.4397 | -9.8967 | 25.3775 | -6.3402 | 25.3085 | -9.3095
4780 | 26.4383 | -9.8979 | 26.4383 | -9.8979 | 25.3762 | -6.3414 | 25.3079 | -9.3101
4781 | 26.4368 | -9.8991 | 26.4368 | -9.8991 | 25.375 | -6.3426 | 25.3072 | -9.3107
4782 | 26.4353 | -9.9003 | 26.4353 | -9.9003 | 25.3737 | -6.3439 | 25.3065 | -9.3113
4783 | 26.4339 | -9.9015 | 26.4339 | -9.9015 | 25.3724 | -6.3451 | 25.3059 | -9.3119
4784 | 26.4324 | -9.9027 | 26.4324 | -9.9027 | 25.3711 | -6.3463 | 25.3052 | -9.3124
4785 | 26.4309 | -9.9039 | 26.4309 | -9.9039 | 25.3698 | -6.3476 | 25.3046 | -9.313
4786 | 26.4294 | -9.9051 | 26.4294 | -9.9051 | 25.3685 | -6.3488 | 25.3039 | -9.3136
4787 | 26.4279 | -9.9063 | 26.4279 | -9.9063 | 25.3673 | -6.35 | 25.3033 | -9.3142
4788 | 26.4265 | -9.9075 | 26.4265 | -9.9075 | 25.366 | -6.3512 | 25.3026 | -9.3148
4789 | 26.425 | -9.9087 | 26.425 | -9.9087 | 25.3647 | -6.3525 | 25.302 | -9.3154
4790 | 26.4235 | -9.9099 | 26.4235 | -9.9099 | 25.3634 | -6.3537 | 25.3013 | -9.3159
4791 | 26.422 | -9.9111 | 26.422 | -9.9111 | 25.3621 | -6.3549 | 25.3007 | -9.3165
4792 | 26.4205 | -9.9124 | 26.4205 | -9.9124 | 25.3608 | -6.3562 | 25.3 | -9.3171
4793 | 26.419 | -9.9136 | 26.419 | -9.9136 | 25.3596 | -6.3574 | 25.2993 | -9.3177
4794 | 26.4175 | -9.9148 | 26.4175 | -9.9148 | 25.3583 | -6.3586 | 25.2987 | -9.3183
4795 | 26.416 | -9.916 | 26.416 | -9.916 | 25.357 | -6.3599 | 25.298 | -9.3188
4796 | 26.4145 | -9.9173 | 26.4145 | -9.9173 | 25.3557 | -6.3611 | 25.2974 | -9.3194
4797 | 26.4129 | -9.9185 | 26.4129 | -9.9185 | 25.3544 | -6.3623 | 25.2967 | -9.32
4798 | 26.4114 | -9.9197 | 26.4114 | -9.9197 | 25.3531 | -6.3636 | 25.2961 | -9.3206
4799 | 26.4099 | -9.921 | 26.4099 | -9.921 | 25.3519 | -6.3648 | 25.2954 | -9.3212
4800 | 26.4084 | -9.9222 | 26.4084 | -9.9222 | 25.3506 | -6.366 | 25.2948 | -9.3217
4801 | 26.4069 | -9.9234 | 26.4069 | -9.9234 | 25.3493 | -6.3673 | 25.2941 | -9.3223
4802 | 26.4054 | -9.9247 | 26.4054 | -9.9247 | 25.348 | -6.3685 | 25.2934 | -9.3229
4803 | 26.4038 | -9.9259 | 26.4038 | -9.9259 | 25.3467 | -6.3697 | 25.2928 | -9.3235
4804 | 26.4023 | -9.9272 | 26.4023 | -9.9272 | 25.3454 | -6.3709 | 25.2921 | -9.3241
4805 | 26.4008 | -9.9284 | 26.4008 | -9.9284 | 25.3442 | -6.3722 | 25.2915 | -9.3247
4806 | 26.3992 | -9.9297 | 26.3992 | -9.9297 | 25.3429 | -6.3734 | 25.2908 | -9.3252
4807 | 26.3977 | -9.9309 | 26.3977 | -9.9309 | 25.3416 | -6.3746 | 25.2902 | -9.3258
4808 | 26.3962 | -9.9322 | 26.3962 | -9.9322 | 25.3404 | -6.3758 | 25.2895 | -9.3264
4809 | 26.3946 | -9.9334 | 26.3946 | -9.9334 | 25.3393 | -6.3768 | 25.2887 | -9.3272
4810 | 26.3931 | -9.9347 | 26.3931 | -9.9347 | 25.3383 | -6.3778 | 25.2878 | -9.328
4811 | 26.3916 | -9.936 | 26.3916 | -9.936 | 25.3372 | -6.3788 | 25.2869 | -9.3287
4812 | 26.39 | -9.9372 | 26.39 | -9.9372 | 25.3362 | -6.3798 | 25.2861 | -9.3295
4813 | 26.3885 | -9.9385 | 26.3885 | -9.9385 | 25.3351 | -6.3808 | 25.2852 | -9.3303
4814 | 26.3869 | -9.9397 | 26.3869 | -9.9397 | 25.3341 | -6.3818 | 25.2844 | -9.3311
4815 | 26.3854 | -9.941 | 26.3854 | -9.941 | 25.333 | -6.3828 | 25.2835 | -9.3319
4816 | 26.3838 | -9.9423 | 26.3838 | -9.9423 | 25.3319 | -6.3838 | 25.2827 | -9.3327
4817 | 26.3823 | -9.9435 | 26.3823 | -9.9435 | 25.3309 | -6.3848 | 25.2818 | -9.3334
4818 | 26.3807 | -9.9448 | 26.3807 | -9.9448 | 25.3298 | -6.3858 | 25.2809 | -9.3342
4819 | 26.3792 | -9.9461 | 26.3792 | -9.9461 | 25.3288 | -6.3868 | 25.2801 | -9.335
4820 | 26.3776 | -9.9474 | 26.3776 | -9.9474 | 25.3277 | -6.3878 | 25.2792 | -9.3358
4821 | 26.3761 | -9.9486 | 26.3761 | -9.9486 | 25.3267 | -6.3888 | 25.2784 | -9.3366
4822 | 26.3745 | -9.9499 | 26.3745 | -9.9499 | 25.3256 | -6.3898 | 25.2775 | -9.3374
4823 | 26.373 | -9.9512 | 26.373 | -9.9512 | 25.3245 | -6.3908 | 25.2767 | -9.3381
4824 | 26.3714 | -9.9524 | 26.3714 | -9.9524 | 25.3235 | -6.3918 | 25.2758 | -9.3389
4825 | 26.3699 | -9.9537 | 26.3699 | -9.9537 | 25.3224 | -6.3928 | 25.2749 | -9.3397
4826 | 26.3683 | -9.955 | 26.3683 | -9.955 | 25.3214 | -6.3938 | 25.2741 | -9.3405
4827 | 26.3667 | -9.9563 | 26.3667 | -9.9563 | 25.3203 | -6.3948 | 25.2732 | -9.3413
4828 | 26.3652 | -9.9575 | 26.3652 | -9.9575 | 25.3193 | -6.3959 | 25.2724 | -9.3421
4829 | 26.3636 | -9.9588 | 26.3636 | -9.9588 | 25.3182 | -6.3969 | 25.2715 | -9.3428
4830 | 26.3621 | -9.9601 | 26.3621 | -9.9601 | 25.3172 | -6.3979 | 25.2707 | -9.3436
4831 | 26.3605 | -9.9614 | 26.3605 | -9.9614 | 25.3161 | -6.3989 | 25.2698 | -9.3444
4832 | 26.359 | -9.9627 | 26.359 | -9.9627 | 25.315 | -6.3999 | 25.269 | -9.3452
4833 | 26.3574 | -9.9639 | 26.3574 | -9.9639 | 25.314 | -6.4009 | 25.2681 | -9.346
4834 | 26.3558 | -9.9652 | 26.3558 | -9.9652 | 25.3129 | -6.4019 | 25.2672 | -9.3468
4835 | 26.3543 | -9.9665 | 26.3543 | -9.9665 | 25.3119 | -6.4029 | 25.2664 | -9.3475
4836 | 26.3527 | -9.9678 | 26.3527 | -9.9678 | 25.3108 | -6.4039 | 25.2655 | -9.3483
4837 | 26.3512 | -9.9691 | 26.3512 | -9.9691 | 25.3098 | -6.4049 | 25.2647 | -9.3491
4838 | 26.3496 | -9.9703 | 26.3496 | -9.9703 | 25.3087 | -6.4059 | 25.2638 | -9.3499
4839 | 26.348 | -9.9716 | 26.348 | -9.9716 | 25.3076 | -6.4069 | 25.263 | -9.3507
4840 | 26.3465 | -9.9729 | 26.3465 | -9.9729 | 25.3066 | -6.4079 | 25.2621 | -9.3514
4841 | 26.3449 | -9.9742 | 26.3449 | -9.9742 | 25.3055 | -6.4089 | 25.2612 | -9.3522
4842 | 26.3434 | -9.9755 | 26.3434 | -9.9755 | 25.3045 | -6.4099 | 25.2604 | -9.353
4843 | 26.3418 | -9.9767 | 26.3418 | -9.9767 | 25.3034 | -6.4109 | 25.2595 | -9.3538
4844 | 26.3402 | -9.978 | 26.3402 | -9.978 | 25.3024 | -6.4119 | 25.2587 | -9.3546
4845 | 26.3387 | -9.9793 | 26.3387 | -9.9793 | 25.3013 | -6.4129 | 25.2578 | -9.3554
4846 | 26.3371 | -9.9806 | 26.3371 | -9.9806 | 25.3002 | -6.4139 | 25.257 | -9.3561
4847 | 26.3356 | -9.9818 | 26.3356 | -9.9818 | 25.2992 | -6.4149 | 25.2561 | -9.3569
4848 | 26.334 | -9.9831 | 26.334 | -9.9831 | 25.2981 | -6.4159 | 25.2552 | -9.3577
4849 | 26.3325 | -9.9844 | 26.3325 | -9.9844 | 25.2971 | -6.4169 | 25.2544 | -9.3585
4850 | 26.3309 | -9.9857 | 26.3309 | -9.9857 | 25.296 | -6.418 | 25.2535 | -9.3593
4851 | 26.3293 | -9.9869 | 26.3293 | -9.9869 | 25.295 | -6.4189 | 25.2527 | -9.3601
4852 | 26.3278 | -9.9882 | 26.3278 | -9.9882 | 25.2939 | -6.42 | 25.2518 | -9.3608
4853 | 26.3262 | -9.9895 | 26.3262 | -9.9895 | 25.2929 | -6.421 | 25.251 | -9.3616
4854 | 26.3247 | -9.9907 | 26.3247 | -9.9907 | 25.2918 | -6.422 | 25.2501 | -9.3624
4855 | 26.3231 | -9.992 | 26.3231 | -9.992 | 25.2907 | -6.423 | 25.2493 | -9.3632
4856 | 26.3216 | -9.9933 | 26.3216 | -9.9933 | 25.2897 | -6.424 | 25.2484 | -9.364
4857 | 26.32 | -9.9945 | 26.32 | -9.9945 | 25.2886 | -6.425 | 25.2475 | -9.3648
4858 | 26.3185 | -9.9958 | 26.3185 | -9.9958 | 25.2876 | -6.4259 | 25.2467 | -9.3655
4859 | 26.3169 | -9.9971 | 26.3169 | -9.9971 | 25.2867 | -6.4268 | 25.2454 | -9.3667
4860 | 26.3154 | -9.9983 | 26.3154 | -9.9983 | 25.2857 | -6.4277 | 25.2442 | -9.3679
4861 | 26.3139 | -9.9996 | 26.3139 | -9.9996 | 25.2848 | -6.4286 | 25.2429 | -9.3691
4862 | 26.3123 | -10.0009 | 26.3123 | -10.0009 | 25.2839 | -6.4295 | 25.2416 | -9.3703
4863 | 26.3108 | -10.0021 | 26.3108 | -10.0021 | 25.2829 | -6.4303 | 25.2404 | -9.3715
4864 | 26.3092 | -10.0034 | 26.3092 | -10.0034 | 25.282 | -6.4312 | 25.2391 | -9.3727
4865 | 26.3077 | -10.0046 | 26.3077 | -10.0046 | 25.2811 | -6.4321 | 25.2379 | -9.3738
4866 | 26.3062 | -10.0059 | 26.3062 | -10.0059 | 25.2801 | -6.433 | 25.2366 | -9.375
4867 | 26.3046 | -10.0071 | 26.3046 | -10.0071 | 25.2792 | -6.4339 | 25.2354 | -9.3762
4868 | 26.3031 | -10.0084 | 26.3031 | -10.0084 | 25.2783 | -6.4348 | 25.2341 | -9.3774
4869 | 26.3016 | -10.0096 | 26.3016 | -10.0096 | 25.2773 | -6.4357 | 25.2328 | -9.3786
4870 | 26.3 | -10.0109 | 26.3 | -10.0109 | 25.2764 | -6.4365 | 25.2316 | -9.3797
4871 | 26.2985 | -10.0121 | 26.2985 | -10.0121 | 25.2754 | -6.4374 | 25.2303 | -9.3809
4872 | 26.297 | -10.0134 | 26.297 | -10.0134 | 25.2745 | -6.4383 | 25.2291 | -9.3821
4873 | 26.2955 | -10.0146 | 26.2955 | -10.0146 | 25.2736 | -6.4392 | 25.2278 | -9.3833
4874 | 26.2939 | -10.0158 | 26.2939 | -10.0158 | 25.2726 | -6.4401 | 25.2266 | -9.3845
4875 | 26.2924 | -10.0171 | 26.2924 | -10.0171 | 25.2717 | -6.441 | 25.2253 | -9.3857
4876 | 26.2909 | -10.0183 | 26.2909 | -10.0183 | 25.2708 | -6.4418 | 25.224 | -9.3869
4877 | 26.2894 | -10.0196 | 26.2894 | -10.0196 | 25.2698 | -6.4427 | 25.2228 | -9.388
4878 | 26.2879 | -10.0208 | 26.2879 | -10.0208 | 25.2689 | -6.4436 | 25.2215 | -9.3892
4879 | 26.2864 | -10.022 | 26.2864 | -10.022 | 25.2679 | -6.4445 | 25.2203 | -9.3904
4880 | 26.2849 | -10.0232 | 26.2849 | -10.0232 | 25.267 | -6.4454 | 25.219 | -9.3916
4881 | 26.2834 | -10.0245 | 26.2834 | -10.0245 | 25.2661 | -6.4463 | 25.2177 | -9.3928
4882 | 26.2819 | -10.0257 | 26.2819 | -10.0257 | 25.2651 | -6.4472 | 25.2165 | -9.394
4883 | 26.2804 | -10.0269 | 26.2804 | -10.0269 | 25.2642 | -6.448 | 25.2152 | -9.3951
4884 | 26.2789 | -10.0281 | 26.2789 | -10.0281 | 25.2633 | -6.4489 | 25.214 | -9.3963
4885 | 26.2774 | -10.0293 | 26.2774 | -10.0293 | 25.2623 | -6.4498 | 25.2127 | -9.3975
4886 | 26.2759 | -10.0305 | 26.2759 | -10.0305 | 25.2614 | -6.4507 | 25.2115 | -9.3987
4887 | 26.2744 | -10.0317 | 26.2744 | -10.0317 | 25.2604 | -6.4516 | 25.2102 | -9.3999
4888 | 26.2729 | -10.0329 | 26.2729 | -10.0329 | 25.2595 | -6.4525 | 25.2089 | -9.4011
4889 | 26.2714 | -10.0341 | 26.2714 | -10.0341 | 25.2586 | -6.4534 | 25.2077 | -9.4023
4890 | 26.27 | -10.0353 | 26.27 | -10.0353 | 25.2576 | -6.4542 | 25.2064 | -9.4034
4891 | 26.2685 | -10.0365 | 26.2685 | -10.0365 | 25.2567 | -6.4551 | 25.2052 | -9.4046
4892 | 26.267 | -10.0377 | 26.267 | -10.0377 | 25.2558 | -6.456 | 25.2039 | -9.4058
4893 | 26.2655 | -10.0389 | 26.2655 | -10.0389 | 25.2548 | -6.4569 | 25.2026 | -9.407
4894 | 26.2641 | -10.0401 | 26.2641 | -10.0401 | 25.2539 | -6.4578 | 25.2014 | -9.4082
4895 | 26.2626 | -10.0413 | 26.2626 | -10.0413 | 25.253 | -6.4587 | 25.2001 | -9.4094
4896 | 26.2612 | -10.0424 | 26.2612 | -10.0424 | 25.252 | -6.4595 | 25.1989 | -9.4106
4897 | 26.2597 | -10.0436 | 26.2597 | -10.0436 | 25.2511 | -6.4604 | 25.1976 | -9.4117
4898 | 26.2582 | -10.0448 | 26.2582 | -10.0448 | 25.2501 | -6.4613 | 25.1964 | -9.4129
4899 | 26.2568 | -10.0459 | 26.2568 | -10.0459 | 25.2492 | -6.4622 | 25.1951 | -9.4141
4900 | 26.2554 | -10.0471 | 26.2554 | -10.0471 | 25.2483 | -6.4631 | 25.1938 | -9.4153
4901 | 26.2539 | -10.0483 | 26.2539 | -10.0483 | 25.2473 | -6.464 | 25.1926 | -9.4165
4902 | 26.2525 | -10.0494 | 26.2525 | -10.0494 | 25.2464 | -6.4649 | 25.1913 | -9.4177
4903 | 26.251 | -10.0506 | 26.251 | -10.0506 | 25.2455 | -6.4657 | 25.1901 | -9.4188
4904 | 26.2496 | -10.0517 | 26.2496 | -10.0517 | 25.2445 | -6.4666 | 25.1888 | -9.42
4905 | 26.2482 | -10.0529 | 26.2482 | -10.0529 | 25.2436 | -6.4675 | 25.1876 | -9.4212
4906 | 26.2468 | -10.054 | 26.2468 | -10.054 | 25.2426 | -6.4684 | 25.1863 | -9.4224
4907 | 26.2453 | -10.0551 | 26.2453 | -10.0551 | 25.2417 | -6.4693 | 25.185 | -9.4236
4908 | 26.2439 | -10.0563 | 26.2439 | -10.0563 | 25.2408 | -6.4701 | 25.1838 | -9.4248
4909 | 26.2425 | -10.0574 | 26.2425 | -10.0574 | 25.24 | -6.4709 | 25.1827 | -9.4257
4910 | 26.2411 | -10.0585 | 26.2411 | -10.0585 | 25.2392 | -6.4717 | 25.1817 | -9.4267
4911 | 26.2397 | -10.0596 | 26.2397 | -10.0596 | 25.2383 | -6.4724 | 25.1806 | -9.4277
4912 | 26.2383 | -10.0608 | 26.2383 | -10.0608 | 25.2375 | -6.4732 | 25.1795 | -9.4287
4913 | 26.2369 | -10.0619 | 26.2369 | -10.0619 | 25.2367 | -6.474 | 25.1785 | -9.4297
4914 | 26.2355 | -10.063 | 26.2355 | -10.063 | 25.2358 | -6.4748 | 25.1774 | -9.4307
4915 | 26.2341 | -10.0641 | 26.2341 | -10.0641 | 25.235 | -6.4756 | 25.1764 | -9.4317
4916 | 26.2328 | -10.0652 | 26.2328 | -10.0652 | 25.2342 | -6.4763 | 25.1753 | -9.4326
4917 | 26.2314 | -10.0663 | 26.2314 | -10.0663 | 25.2333 | -6.4771 | 25.1742 | -9.4336
4918 | 26.23 | -10.0674 | 26.23 | -10.0674 | 25.2325 | -6.4779 | 25.1732 | -9.4346
4919 | 26.2287 | -10.0684 | 26.2287 | -10.0684 | 25.2317 | -6.4787 | 25.1721 | -9.4356
4920 | 26.2273 | -10.0695 | 26.2273 | -10.0695 | 25.2309 | -6.4794 | 25.1711 | -9.4366
4921 | 26.2259 | -10.0706 | 26.2259 | -10.0706 | 25.23 | -6.4802 | 25.17 | -9.4376
4922 | 26.2246 | -10.0717 | 26.2246 | -10.0717 | 25.2292 | -6.481 | 25.1689 | -9.4386
4923 | 26.2232 | -10.0727 | 26.2232 | -10.0727 | 25.2284 | -6.4818 | 25.1679 | -9.4395
4924 | 26.2219 | -10.0738 | 26.2219 | -10.0738 | 25.2275 | -6.4826 | 25.1668 | -9.4405
4925 | 26.2206 | -10.0748 | 26.2206 | -10.0748 | 25.2267 | -6.4833 | 25.1658 | -9.4415
4926 | 26.2192 | -10.0759 | 26.2192 | -10.0759 | 25.2259 | -6.4841 | 25.1647 | -9.4425
4927 | 26.2179 | -10.0769 | 26.2179 | -10.0769 | 25.225 | -6.4849 | 25.1637 | -9.4435
4928 | 26.2166 | -10.078 | 26.2166 | -10.078 | 25.2242 | -6.4857 | 25.1626 | -9.4445
4929 | 26.2153 | -10.079 | 26.2153 | -10.079 | 25.2234 | -6.4864 | 25.1615 | -9.4455
4930 | 26.2139 | -10.08 | 26.2139 | -10.08 | 25.2225 | -6.4872 | 25.1605 | -9.4464
4931 | 26.2126 | -10.0811 | 26.2126 | -10.0811 | 25.2217 | -6.488 | 25.1594 | -9.4474
4932 | 26.2113 | -10.0821 | 26.2113 | -10.0821 | 25.2209 | -6.4888 | 25.1584 | -9.4484
4933 | 26.21 | -10.0831 | 26.21 | -10.0831 | 25.2201 | -6.4896 | 25.1573 | -9.4494
4934 | 26.2088 | -10.0841 | 26.2088 | -10.0841 | 25.2192 | -6.4903 | 25.1562 | -9.4504
4935 | 26.2075 | -10.0851 | 26.2075 | -10.0851 | 25.2184 | -6.4911 | 25.1552 | -9.4514
4936 | 26.2062 | -10.0861 | 26.2062 | -10.0861 | 25.2176 | -6.4919 | 25.1541 | -9.4524
4937 | 26.2049 | -10.0871 | 26.2049 | -10.0871 | 25.2167 | -6.4927 | 25.1531 | -9.4533
4938 | 26.2037 | -10.0881 | 26.2037 | -10.0881 | 25.2159 | -6.4935 | 25.152 | -9.4543
4939 | 26.2024 | -10.089 | 26.2024 | -10.089 | 25.2151 | -6.4942 | 25.1509 | -9.4553
4940 | 26.2011 | -10.09 | 26.2011 | -10.09 | 25.2142 | -6.495 | 25.1499 | -9.4563
4941 | 26.1999 | -10.091 | 26.1999 | -10.091 | 25.2134 | -6.4958 | 25.1488 | -9.4573
4942 | 26.1986 | -10.0919 | 26.1986 | -10.0919 | 25.2126 | -6.4966 | 25.1478 | -9.4583
4943 | 26.1974 | -10.0929 | 26.1974 | -10.0929 | 25.2118 | -6.4973 | 25.1467 | -9.4593
4944 | 26.1962 | -10.0938 | 26.1962 | -10.0938 | 25.2109 | -6.4981 | 25.1456 | -9.4602
4945 | 26.1949 | -10.0948 | 26.1949 | -10.0948 | 25.2101 | -6.4989 | 25.1446 | -9.4612
4946 | 26.1937 | -10.0957 | 26.1937 | -10.0957 | 25.2093 | -6.4997 | 25.1435 | -9.4622
4947 | 26.1925 | -10.0967 | 26.1925 | -10.0967 | 25.2084 | -6.5005 | 25.1425 | -9.4632
4948 | 26.1913 | -10.0976 | 26.1913 | -10.0976 | 25.2076 | -6.5012 | 25.1414 | -9.4642
4949 | 26.1901 | -10.0985 | 26.1901 | -10.0985 | 25.2068 | -6.502 | 25.1403 | -9.4652
4950 | 26.1889 | -10.0994 | 26.1889 | -10.0994 | 25.2059 | -6.5028 | 25.1393 | -9.4662
4951 | 26.1877 | -10.1003 | 26.1877 | -10.1003 | 25.2051 | -6.5036 | 25.1382 | -9.4672
4952 | 26.1865 | -10.1012 | 26.1865 | -10.1012 | 25.2043 | -6.5043 | 25.1372 | -9.4681
4953 | 26.1854 | -10.1021 | 26.1854 | -10.1021 | 25.2034 | -6.5051 | 25.1361 | -9.4691
4954 | 26.1842 | -10.103 | 26.1842 | -10.103 | 25.2026 | -6.5059 | 25.135 | -9.4701
4955 | 26.183 | -10.1039 | 26.183 | -10.1039 | 25.2018 | -6.5067 | 25.134 | -9.4711
4956 | 26.1819 | -10.1047 | 26.1819 | -10.1047 | 25.201 | -6.5075 | 25.1329 | -9.4721
4957 | 26.1807 | -10.1056 | 26.1807 | -10.1056 | 25.2001 | -6.5082 | 25.1319 | -9.4731
4958 | 26.1796 | -10.1065 | 26.1796 | -10.1065 | 25.1992 | -6.5091 | 25.1308 | -9.4741
4959 | 26.1785 | -10.1073 | 26.1785 | -10.1073 | 25.1983 | -6.5099 | 25.1299 | -9.4748
4960 | 26.1773 | -10.1081 | 26.1773 | -10.1081 | 25.1974 | -6.5108 | 25.1291 | -9.4756
4961 | 26.1762 | -10.109 | 26.1762 | -10.109 | 25.1964 | -6.5117 | 25.1282 | -9.4764
4962 | 26.1751 | -10.1098 | 26.1751 | -10.1098 | 25.1955 | -6.5126 | 25.1274 | -9.4772
4963 | 26.174 | -10.1106 | 26.174 | -10.1106 | 25.1946 | -6.5135 | 25.1265 | -9.478
4964 | 26.1729 | -10.1115 | 26.1729 | -10.1115 | 25.1936 | -6.5144 | 25.1256 | -9.4788
4965 | 26.1718 | -10.1123 | 26.1718 | -10.1123 | 25.1927 | -6.5153 | 25.1248 | -9.4796
4966 | 26.1707 | -10.1131 | 26.1707 | -10.1131 | 25.1917 | -6.5161 | 25.1239 | -9.4803
4967 | 26.1697 | -10.1139 | 26.1697 | -10.1139 | 25.1908 | -6.517 | 25.1231 | -9.4811
4968 | 26.1686 | -10.1146 | 26.1686 | -10.1146 | 25.1899 | -6.5179 | 25.1222 | -9.4819
4969 | 26.1675 | -10.1154 | 26.1675 | -10.1154 | 25.1889 | -6.5188 | 25.1213 | -9.4827
4970 | 26.1665 | -10.1162 | 26.1665 | -10.1162 | 25.188 | -6.5197 | 25.1205 | -9.4835
4971 | 26.1654 | -10.117 | 26.1654 | -10.117 | 25.187 | -6.5206 | 25.1196 | -9.4843
4972 | 26.1644 | -10.1177 | 26.1644 | -10.1177 | 25.1861 | -6.5215 | 25.1188 | -9.4851
4973 | 26.1633 | -10.1185 | 26.1633 | -10.1185 | 25.1852 | -6.5224 | 25.1179 | -9.4858
4974 | 26.1623 | -10.1192 | 26.1623 | -10.1192 | 25.1842 | -6.5232 | 25.117 | -9.4866
4975 | 26.1613 | -10.1199 | 26.1613 | -10.1199 | 25.1833 | -6.5241 | 25.1162 | -9.4874
4976 | 26.1603 | -10.1207 | 26.1603 | -10.1207 | 25.1824 | -6.525 | 25.1153 | -9.4882
4977 | 26.1593 | -10.1214 | 26.1593 | -10.1214 | 25.1814 | -6.5259 | 25.1145 | -9.489
4978 | 26.1583 | -10.1221 | 26.1583 | -10.1221 | 25.1805 | -6.5268 | 25.1136 | -9.4898
4979 | 26.1573 | -10.1228 | 26.1573 | -10.1228 | 25.1795 | -6.5277 | 25.1127 | -9.4906
4980 | 26.1563 | -10.1235 | 26.1563 | -10.1235 | 25.1786 | -6.5286 | 25.1119 | -9.4914
4981 | 26.1554 | -10.1242 | 26.1554 | -10.1242 | 25.1777 | -6.5294 | 25.111 | -9.4922
4982 | 26.1544 | -10.1249 | 26.1544 | -10.1249 | 25.1767 | -6.5303 | 25.1102 | -9.4929
4983 | 26.1534 | -10.1255 | 26.1534 | -10.1255 | 25.1758 | -6.5312 | 25.1093 | -9.4937
4984 | 26.1525 | -10.1262 | 26.1525 | -10.1262 | 25.1749 | -6.5321 | 25.1084 | -9.4945
4985 | 26.1516 | -10.1268 | 26.1516 | -10.1268 | 25.1739 | -6.533 | 25.1076 | -9.4953
4986 | 26.1506 | -10.1275 | 26.1506 | -10.1275 | 25.173 | -6.5339 | 25.1067 | -9.4961
4987 | 26.1497 | -10.1281 | 26.1497 | -10.1281 | 25.172 | -6.5347 | 25.1058 | -9.4969
4988 | 26.1488 | -10.1288 | 26.1488 | -10.1288 | 25.1711 | -6.5356 | 25.105 | -9.4977
4989 | 26.1479 | -10.1294 | 26.1479 | -10.1294 | 25.1702 | -6.5365 | 25.1041 | -9.4985
4990 | 26.147 | -10.13 | 26.147 | -10.13 | 25.1692 | -6.5374 | 25.1033 | -9.4992
4991 | 26.1461 | -10.1306 | 26.1461 | -10.1306 | 25.1683 | -6.5383 | 25.1024 | -9.5
4992 | 26.1452 | -10.1312 | 26.1452 | -10.1312 | 25.1674 | -6.5392 | 25.1015 | -9.5008
4993 | 26.1443 | -10.1318 | 26.1443 | -10.1318 | 25.1664 | -6.5401 | 25.1007 | -9.5016
4994 | 26.1435 | -10.1324 | 26.1435 | -10.1324 | 25.1655 | -6.5409 | 25.0998 | -9.5024
4995 | 26.1426 | -10.133 | 26.1426 | -10.133 | 25.1645 | -6.5418 | 25.099 | -9.5032
4996 | 26.1418 | -10.1335 | 26.1418 | -10.1335 | 25.1636 | -6.5427 | 25.0981 | -9.504
4997 | 26.1409 | -10.1341 | 26.1409 | -10.1341 | 25.1627 | -6.5436 | 25.0972 | -9.5047
4998 | 26.1401 | -10.1346 | 26.1401 | -10.1346 | 25.1617 | -6.5445 | 25.0964 | -9.5055
4999 | 26.1393 | -10.1352 | 26.1393 | -10.1352 | 25.1608 | -6.5454 | 25.0955 | -9.5063
5000 | 26.1384 | -10.1357 | 26.1384 | -10.1357 | 25.1599 | -6.5463 | 25.0947 | -9.5071
5001 | 26.1376 | -10.1362 | 26.1376 | -10.1362 | 25.1589 | -6.5472 | 25.0938 | -9.5079
5002 | 26.1368 | -10.1367 | 26.1368 | -10.1367 | 25.158 | -6.548 | 25.0929 | -9.5087
5003 | 26.136 | -10.1373 | 26.136 | -10.1373 | 25.157 | -6.5489 | 25.0921 | -9.5095
5004 | 26.1352 | -10.1378 | 26.1352 | -10.1378 | 25.1561 | -6.5498 | 25.0912 | -9.5103
5005 | 26.1345 | -10.1382 | 26.1345 | -10.1382 | 25.1552 | -6.5507 | 25.0904 | -9.511
5006 | 26.1337 | -10.1387 | 26.1337 | -10.1387 | 25.1542 | -6.5516 | 25.0895 | -9.5118
5007 | 26.1329 | -10.1392 | 26.1329 | -10.1392 | 25.1533 | -6.5525 | 25.0886 | -9.5126
5008 | 26.1322 | -10.1397 | 26.1322 | -10.1397 | 25.1523 | -6.5534 | 25.0878 | -9.5134
5009 | 26.1315 | -10.1401 | 26.1315 | -10.1401 | 25.1512 | -6.5544 | 25.0867 | -9.5144
5010 | 26.1307 | -10.1406 | 26.1307 | -10.1406 | 25.1502 | -6.5554 | 25.0856 | -9.5154
5011 | 26.13 | -10.141 | 26.13 | -10.141 | 25.1491 | -6.5564 | 25.0845 | -9.5164
5012 | 26.1293 | -10.1415 | 26.1293 | -10.1415 | 25.1481 | -6.5574 | 25.0835 | -9.5174
5013 | 26.1286 | -10.1419 | 26.1286 | -10.1419 | 25.147 | -6.5584 | 25.0824 | -9.5184
5014 | 26.1279 | -10.1423 | 26.1279 | -10.1423 | 25.1459 | -6.5594 | 25.0813 | -9.5194
5015 | 26.1272 | -10.1427 | 26.1272 | -10.1427 | 25.1449 | -6.5605 | 25.0802 | -9.5204
5016 | 26.1265 | -10.1431 | 26.1265 | -10.1431 | 25.1438 | -6.5614 | 25.0791 | -9.5214
5017 | 26.1258 | -10.1435 | 26.1258 | -10.1435 | 25.1428 | -6.5625 | 25.0781 | -9.5224
5018 | 26.1251 | -10.1439 | 26.1251 | -10.1439 | 25.1417 | -6.5635 | 25.077 | -9.5235
5019 | 26.1245 | -10.1443 | 26.1245 | -10.1443 | 25.1407 | -6.5645 | 25.0759 | -9.5245
5020 | 26.1238 | -10.1446 | 26.1238 | -10.1446 | 25.1396 | -6.5655 | 25.0748 | -9.5255
5021 | 26.1232 | -10.145 | 26.1232 | -10.145 | 25.1385 | -6.5665 | 25.0738 | -9.5265
5022 | 26.1225 | -10.1453 | 26.1225 | -10.1453 | 25.1375 | -6.5675 | 25.0727 | -9.5275
5023 | 26.1219 | -10.1457 | 26.1219 | -10.1457 | 25.1364 | -6.5685 | 25.0716 | -9.5285
5024 | 26.1213 | -10.146 | 26.1213 | -10.146 | 25.1354 | -6.5695 | 25.0705 | -9.5295
5025 | 26.1207 | -10.1463 | 26.1207 | -10.1463 | 25.1343 | -6.5705 | 25.0694 | -9.5305
5026 | 26.1201 | -10.1467 | 26.1201 | -10.1467 | 25.1332 | -6.5715 | 25.0684 | -9.5315
5027 | 26.1195 | -10.147 | 26.1195 | -10.147 | 25.1322 | -6.5725 | 25.0673 | -9.5325
5028 | 26.1189 | -10.1473 | 26.1189 | -10.1473 | 25.1311 | -6.5735 | 25.0662 | -9.5335
5029 | 26.1183 | -10.1476 | 26.1183 | -10.1476 | 25.1301 | -6.5745 | 25.0651 | -9.5345
5030 | 26.1178 | -10.1478 | 26.1178 | -10.1478 | 25.129 | -6.5755 | 25.064 | -9.5355
5031 | 26.1172 | -10.1481 | 26.1172 | -10.1481 | 25.128 | -6.5765 | 25.063 | -9.5365
5032 | 26.1166 | -10.1484 | 26.1166 | -10.1484 | 25.1269 | -6.5775 | 25.0619 | -9.5375
5033 | 26.1161 | -10.1487 | 26.1161 | -10.1487 | 25.1258 | -6.5785 | 25.0608 | -9.5385
5034 | 26.1156 | -10.1489 | 26.1156 | -10.1489 | 25.1248 | -6.5796 | 25.0597 | -9.5395
5035 | 26.115 | -10.1491 | 26.115 | -10.1491 | 25.1237 | -6.5806 | 25.0587 | -9.5405
5036 | 26.1145 | -10.1494 | 26.1145 | -10.1494 | 25.1227 | -6.5816 | 25.0576 | -9.5415
5037 | 26.114 | -10.1496 | 26.114 | -10.1496 | 25.1216 | -6.5826 | 25.0565 | -9.5426
5038 | 26.1135 | -10.1498 | 26.1135 | -10.1498 | 25.1206 | -6.5836 | 25.0554 | -9.5435
5039 | 26.113 | -10.15 | 26.113 | -10.15 | 25.1195 | -6.5846 | 25.0543 | -9.5446
5040 | 26.1125 | -10.1503 | 26.1125 | -10.1503 | 25.1184 | -6.5856 | 25.0533 | -9.5456
5041 | 26.112 | -10.1504 | 26.112 | -10.1504 | 25.1174 | -6.5866 | 25.0522 | -9.5466
5042 | 26.1115 | -10.1506 | 26.1115 | -10.1506 | 25.1163 | -6.5876 | 25.0511 | -9.5476
5043 | 26.1111 | -10.1508 | 26.1111 | -10.1508 | 25.1153 | -6.5886 | 25.05 | -9.5486
5044 | 26.1106 | -10.151 | 26.1106 | -10.151 | 25.1142 | -6.5896 | 25.049 | -9.5496
5045 | 26.1102 | -10.1512 | 26.1102 | -10.1512 | 25.1132 | -6.5906 | 25.0479 | -9.5506
5046 | 26.1097 | -10.1513 | 26.1097 | -10.1513 | 25.1121 | -6.5916 | 25.0468 | -9.5516
5047 | 26.1093 | -10.1515 | 26.1093 | -10.1515 | 25.111 | -6.5926 | 25.0457 | -9.5526
5048 | 26.1089 | -10.1516 | 26.1089 | -10.1516 | 25.11 | -6.5936 | 25.0446 | -9.5536
5049 | 26.1084 | -10.1517 | 26.1084 | -10.1517 | 25.1089 | -6.5946 | 25.0436 | -9.5546
5050 | 26.108 | -10.1519 | 26.108 | -10.1519 | 25.1079 | -6.5956 | 25.0425 | -9.5556
5051 | 26.1076 | -10.152 | 26.1076 | -10.152 | 25.1068 | -6.5966 | 25.0414 | -9.5566
5052 | 26.1072 | -10.1521 | 26.1072 | -10.1521 | 25.1057 | -6.5976 | 25.0403 | -9.5576
5053 | 26.1068 | -10.1522 | 26.1068 | -10.1522 | 25.1047 | -6.5987 | 25.0392 | -9.5586
5054 | 26.1065 | -10.1523 | 26.1065 | -10.1523 | 25.1036 | -6.5997 | 25.0382 | -9.5596
5055 | 26.1061 | -10.1524 | 26.1061 | -10.1524 | 25.1026 | -6.6007 | 25.0371 | -9.5606
5056 | 26.1057 | -10.1525 | 26.1057 | -10.1525 | 25.1015 | -6.6017 | 25.036 | -9.5616
5057 | 26.1054 | -10.1526 | 26.1054 | -10.1526 | 25.1005 | -6.6027 | 25.0349 | -9.5626
5058 | 26.105 | -10.1526 | 26.105 | -10.1526 | 25.0993 | -6.6038 | 25.0337 | -9.5638
5059 | 26.1047 | -10.1527 | 26.1047 | -10.1527 | 25.0981 | -6.605 | 25.0324 | -9.565
5060 | 26.1043 | -10.1527 | 26.1043 | -10.1527 | 25.0968 | -6.6062 | 25.0311 | -9.5662
5061 | 26.104 | -10.1528 | 26.104 | -10.1528 | 25.0956 | -6.6074 | 25.0299 | -9.5674
5062 | 26.1037 | -10.1528 | 26.1037 | -10.1528 | 25.0943 | -6.6085 | 25.0286 | -9.5686
5063 | 26.1033 | -10.1529 | 26.1033 | -10.1529 | 25.0931 | -6.6097 | 25.0274 | -9.5698
5064 | 26.103 | -10.1529 | 26.103 | -10.1529 | 25.0918 | -6.6109 | 25.0261 | -9.571
5065 | 26.1027 | -10.1529 | 26.1027 | -10.1529 | 25.0906 | -6.6121 | 25.0248 | -9.5722
5066 | 26.1024 | -10.1529 | 26.1024 | -10.1529 | 25.0894 | -6.6133 | 25.0236 | -9.5734
5067 | 26.1021 | -10.1529 | 26.1021 | -10.1529 | 25.0881 | -6.6145 | 25.0223 | -9.5746
5068 | 26.1019 | -10.1529 | 26.1019 | -10.1529 | 25.0869 | -6.6157 | 25.021 | -9.5757
5069 | 26.1016 | -10.1529 | 26.1016 | -10.1529 | 25.0856 | -6.6169 | 25.0198 | -9.5769
5070 | 26.1013 | -10.1529 | 26.1013 | -10.1529 | 25.0844 | -6.6181 | 25.0185 | -9.5781
5071 | 26.101 | -10.1529 | 26.101 | -10.1529 | 25.0831 | -6.6193 | 25.0172 | -9.5793
5072 | 26.1008 | -10.1528 | 26.1008 | -10.1528 | 25.0819 | -6.6204 | 25.016 | -9.5805
5073 | 26.1005 | -10.1528 | 26.1005 | -10.1528 | 25.0807 | -6.6216 | 25.0147 | -9.5817
5074 | 26.1003 | -10.1528 | 26.1003 | -10.1528 | 25.0794 | -6.6228 | 25.0135 | -9.5829
5075 | 26.1001 | -10.1527 | 26.1001 | -10.1527 | 25.0782 | -6.624 | 25.0122 | -9.5841
5076 | 26.0998 | -10.1527 | 26.0998 | -10.1527 | 25.0769 | -6.6252 | 25.0109 | -9.5853
5077 | 26.0996 | -10.1526 | 26.0996 | -10.1526 | 25.0757 | -6.6264 | 25.0097 | -9.5864
5078 | 26.0994 | -10.1525 | 26.0994 | -10.1525 | 25.0744 | -6.6276 | 25.0084 | -9.5876
5079 | 26.0992 | -10.1525 | 26.0992 | -10.1525 | 25.0732 | -6.6288 | 25.0071 | -9.5888
5080 | 26.099 | -10.1524 | 26.099 | -10.1524 | 25.072 | -6.63 | 25.0059 | -9.59
5081 | 26.0988 | -10.1523 | 26.0988 | -10.1523 | 25.0707 | -6.6312 | 25.0046 | -9.5912
5082 | 26.0986 | -10.1522 | 26.0986 | -10.1522 | 25.0695 | -6.6324 | 25.0033 | -9.5924
5083 | 26.0984 | -10.1521 | 26.0984 | -10.1521 | 25.0682 | -6.6335 | 25.0021 | -9.5936
5084 | 26.0982 | -10.152 | 26.0982 | -10.152 | 25.067 | -6.6347 | 25.0008 | -9.5948
5085 | 26.098 | -10.1519 | 26.098 | -10.1519 | 25.0657 | -6.6359 | 24.9996 | -9.596
5086 | 26.0978 | -10.1518 | 26.0978 | -10.1518 | 25.0645 | -6.6371 | 24.9983 | -9.5972
5087 | 26.0977 | -10.1517 | 26.0977 | -10.1517 | 25.0633 | -6.6383 | 24.997 | -9.5983
5088 | 26.0975 | -10.1515 | 26.0975 | -10.1515 | 25.062 | -6.6395 | 24.9958 | -9.5995
5089 | 26.0974 | -10.1514 | 26.0974 | -10.1514 | 25.0608 | -6.6407 | 24.9945 | -9.6007
5090 | 26.0972 | -10.1513 | 26.0972 | -10.1513 | 25.0595 | -6.6419 | 24.9932 | -9.6019
5091 | 26.0971 | -10.1511 | 26.0971 | -10.1511 | 25.0583 | -6.6431 | 24.992 | -9.6031
5092 | 26.0969 | -10.151 | 26.0969 | -10.151 | 25.057 | -6.6443 | 24.9907 | -9.6043
5093 | 26.0968 | -10.1508 | 26.0968 | -10.1508 | 25.0558 | -6.6455 | 24.9895 | -9.6055
5094 | 26.0967 | -10.1507 | 26.0967 | -10.1507 | 25.0546 | -6.6466 | 24.9882 | -9.6067
5095 | 26.0966 | -10.1505 | 26.0966 | -10.1505 | 25.0533 | -6.6478 | 24.9869 | -9.6079
5096 | 26.0965 | -10.1503 | 26.0965 | -10.1503 | 25.0521 | -6.649 | 24.9857 | -9.6091
5097 | 26.0963 | -10.1501 | 26.0963 | -10.1501 | 25.0508 | -6.6502 | 24.9844 | -9.6103
5098 | 26.0962 | -10.15 | 26.0962 | -10.15 | 25.0496 | -6.6514 | 24.9831 | -9.6114
5099 | 26.0961 | -10.1498 | 26.0961 | -10.1498 | 25.0483 | -6.6526 | 24.9819 | -9.6126
5100 | 26.0961 | -10.1496 | 26.0961 | -10.1496 | 25.0471 | -6.6538 | 24.9806 | -9.6138
5101 | 26.096 | -10.1494 | 26.096 | -10.1494 | 25.0459 | -6.655 | 24.9793 | -9.615
5102 | 26.0959 | -10.1492 | 26.0959 | -10.1492 | 25.0446 | -6.6562 | 24.9781 | -9.6162
5103 | 26.0958 | -10.149 | 26.0958 | -10.149 | 25.0434 | -6.6574 | 24.9768 | -9.6174
5104 | 26.0957 | -10.1487 | 26.0957 | -10.1487 | 25.0421 | -6.6585 | 24.9756 | -9.6186
5105 | 26.0957 | -10.1485 | 26.0957 | -10.1485 | 25.0409 | -6.6597 | 24.9743 | -9.6198
5106 | 26.0956 | -10.1483 | 26.0956 | -10.1483 | 25.0396 | -6.6609 | 24.973 | -9.621
5107 | 26.0955 | -10.1481 | 26.0955 | -10.1481 | 25.0384 | -6.6621 | 24.9718 | -9.6221
5108 | 26.0955 | -10.1478 | 26.0955 | -10.1478 | 25.0371 | -6.6634 | 24.9705 | -9.6233
5109 | 26.0954 | -10.1476 | 26.0954 | -10.1476 | 25.0357 | -6.6647 | 24.9692 | -9.6245
5110 | 26.0954 | -10.1474 | 26.0954 | -10.1474 | 25.0344 | -6.666 | 24.968 | -9.6257
5111 | 26.0954 | -10.1471 | 26.0954 | -10.1471 | 25.033 | -6.6673 | 24.9667 | -9.6269
5112 | 26.0953 | -10.1469 | 26.0953 | -10.1469 | 25.0317 | -6.6686 | 24.9654 | -9.6281
5113 | 26.0953 | -10.1466 | 26.0953 | -10.1466 | 25.0303 | -6.6699 | 24.9642 | -9.6293
5114 | 26.0953 | -10.1463 | 26.0953 | -10.1463 | 25.029 | -6.6712 | 24.9629 | -9.6305
5115 | 26.0953 | -10.1461 | 26.0953 | -10.1461 | 25.0276 | -6.6725 | 24.9617 | -9.6317
5116 | 26.0952 | -10.1458 | 26.0952 | -10.1458 | 25.0263 | -6.6738 | 24.9604 | -9.6329
5117 | 26.0952 | -10.1455 | 26.0952 | -10.1455 | 25.0249 | -6.6751 | 24.9591 | -9.6341
5118 | 26.0952 | -10.1453 | 26.0952 | -10.1453 | 25.0236 | -6.6764 | 24.9579 | -9.6352
5119 | 26.0952 | -10.145 | 26.0952 | -10.145 | 25.0222 | -6.6777 | 24.9566 | -9.6364
5120 | 26.0952 | -10.1447 | 26.0952 | -10.1447 | 25.0208 | -6.679 | 24.9553 | -9.6376
5121 | 26.0952 | -10.1444 | 26.0952 | -10.1444 | 25.0195 | -6.6803 | 24.9541 | -9.6388
5122 | 26.0952 | -10.1441 | 26.0952 | -10.1441 | 25.0181 | -6.6816 | 24.9528 | -9.64
5123 | 26.0953 | -10.1438 | 26.0953 | -10.1438 | 25.0168 | -6.6829 | 24.9515 | -9.6412
5124 | 26.0953 | -10.1435 | 26.0953 | -10.1435 | 25.0154 | -6.6842 | 24.9503 | -9.6424
5125 | 26.0953 | -10.1432 | 26.0953 | -10.1432 | 25.0141 | -6.6855 | 24.949 | -9.6436
5126 | 26.0953 | -10.1429 | 26.0953 | -10.1429 | 25.0127 | -6.6868 | 24.9477 | -9.6448
5127 | 26.0953 | -10.1425 | 26.0953 | -10.1425 | 25.0114 | -6.6881 | 24.9465 | -9.646
5128 | 26.0954 | -10.1422 | 26.0954 | -10.1422 | 25.01 | -6.6894 | 24.9452 | -9.6472
5129 | 26.0954 | -10.1419 | 26.0954 | -10.1419 | 25.0087 | -6.6907 | 24.9439 | -9.6484
5130 | 26.0955 | -10.1416 | 26.0955 | -10.1416 | 25.0073 | -6.692 | 24.9427 | -9.6495
5131 | 26.0955 | -10.1412 | 26.0955 | -10.1412 | 25.0059 | -6.6933 | 24.9414 | -9.6507
5132 | 26.0956 | -10.1409 | 26.0956 | -10.1409 | 25.0046 | -6.6946 | 24.9402 | -9.6519
5133 | 26.0956 | -10.1406 | 26.0956 | -10.1406 | 25.0032 | -6.6959 | 24.9389 | -9.6531
5134 | 26.0957 | -10.1402 | 26.0957 | -10.1402 | 25.0019 | -6.6972 | 24.9376 | -9.6543
5135 | 26.0957 | -10.1399 | 26.0957 | -10.1399 | 25.0005 | -6.6985 | 24.9364 | -9.6555
5136 | 26.0958 | -10.1395 | 26.0958 | -10.1395 | 24.9992 | -6.6998 | 24.9351 | -9.6567
5137 | 26.0959 | -10.1392 | 26.0959 | -10.1392 | 24.9978 | -6.7011 | 24.9338 | -9.6579
5138 | 26.0959 | -10.1388 | 26.0959 | -10.1388 | 24.9965 | -6.7024 | 24.9326 | -9.6591
5139 | 26.096 | -10.1385 | 26.096 | -10.1385 | 24.9951 | -6.7038 | 24.9313 | -9.6603
5140 | 26.0961 | -10.1381 | 26.0961 | -10.1381 | 24.9938 | -6.705 | 24.93 | -9.6615
5141 | 26.0962 | -10.1377 | 26.0962 | -10.1377 | 24.9924 | -6.7063 | 24.9288 | -9.6626
5142 | 26.0962 | -10.1374 | 26.0962 | -10.1374 | 24.991 | -6.7077 | 24.9275 | -9.6638
5143 | 26.0963 | -10.137 | 26.0963 | -10.137 | 24.9897 | -6.709 | 24.9262 | -9.665
5144 | 26.0964 | -10.1366 | 26.0964 | -10.1366 | 24.9883 | -6.7103 | 24.925 | -9.6662
5145 | 26.0965 | -10.1362 | 26.0965 | -10.1362 | 24.987 | -6.7116 | 24.9237 | -9.6674
5146 | 26.0966 | -10.1359 | 26.0966 | -10.1359 | 24.9856 | -6.7129 | 24.9224 | -9.6686
5147 | 26.0967 | -10.1355 | 26.0967 | -10.1355 | 24.9843 | -6.7142 | 24.9212 | -9.6698
5148 | 26.0968 | -10.1351 | 26.0968 | -10.1351 | 24.9829 | -6.7155 | 24.9199 | -9.671
5149 | 26.0969 | -10.1347 | 26.0969 | -10.1347 | 24.9816 | -6.7168 | 24.9187 | -9.6722
5150 | 26.097 | -10.1343 | 26.097 | -10.1343 | 24.9802 | -6.7181 | 24.9174 | -9.6734
5151 | 26.0971 | -10.1339 | 26.0971 | -10.1339 | 24.9789 | -6.7194 | 24.9161 | -9.6746
5152 | 26.0972 | -10.1335 | 26.0972 | -10.1335 | 24.9775 | -6.7207 | 24.9149 | -9.6758
5153 | 26.0973 | -10.1331 | 26.0973 | -10.1331 | 24.9762 | -6.722 | 24.9136 | -9.6769
5154 | 26.0974 | -10.1327 | 26.0974 | -10.1327 | 24.9748 | -6.7233 | 24.9123 | -9.6781
5155 | 26.0976 | -10.1323 | 26.0976 | -10.1323 | 24.9734 | -6.7246 | 24.9111 | -9.6793
5156 | 26.0977 | -10.1319 | 26.0977 | -10.1319 | 24.9721 | -6.7259 | 24.9098 | -9.6805
5157 | 26.0978 | -10.1315 | 26.0978 | -10.1315 | 24.9707 | -6.7272 | 24.9085 | -9.6817
5158 | 26.0979 | -10.1311 | 26.0979 | -10.1311 | 24.9693 | -6.7286 | 24.9075 | -9.6827
5159 | 26.098 | -10.1307 | 26.098 | -10.1307 | 24.9678 | -6.73 | 24.9064 | -9.6837
5160 | 26.0982 | -10.1303 | 26.0982 | -10.1303 | 24.9663 | -6.7315 | 24.9053 | -9.6847
5161 | 26.0983 | -10.1298 | 26.0983 | -10.1298 | 24.9648 | -6.733 | 24.9043 | -9.6857
5162 | 26.0984 | -10.1294 | 26.0984 | -10.1294 | 24.9632 | -6.7344 | 24.9032 | -9.6867
5163 | 26.0986 | -10.129 | 26.0986 | -10.129 | 24.9617 | -6.7359 | 24.9021 | -9.6877
5164 | 26.0987 | -10.1286 | 26.0987 | -10.1286 | 24.9602 | -6.7373 | 24.9011 | -9.6887
5165 | 26.0988 | -10.1282 | 26.0988 | -10.1282 | 24.9587 | -6.7388 | 24.9 | -9.6897
5166 | 26.099 | -10.1277 | 26.099 | -10.1277 | 24.9572 | -6.7402 | 24.8989 | -9.6906
5167 | 26.0991 | -10.1273 | 26.0991 | -10.1273 | 24.9557 | -6.7417 | 24.8979 | -9.6916
5168 | 26.0993 | -10.1269 | 26.0993 | -10.1269 | 24.9542 | -6.7432 | 24.8968 | -9.6926
5169 | 26.0994 | -10.1265 | 26.0994 | -10.1265 | 24.9527 | -6.7446 | 24.8957 | -9.6936
5170 | 26.0995 | -10.126 | 26.0995 | -10.126 | 24.9512 | -6.7461 | 24.8947 | -9.6946
5171 | 26.0997 | -10.1256 | 26.0997 | -10.1256 | 24.9496 | -6.7475 | 24.8936 | -9.6956
5172 | 26.0998 | -10.1252 | 26.0998 | -10.1252 | 24.9481 | -6.749 | 24.8925 | -9.6966
5173 | 26.1 | -10.1247 | 26.1 | -10.1247 | 24.9466 | -6.7505 | 24.8915 | -9.6976
5174 | 26.1001 | -10.1243 | 26.1001 | -10.1243 | 24.9451 | -6.7519 | 24.8904 | -9.6986
5175 | 26.1003 | -10.1239 | 26.1003 | -10.1239 | 24.9436 | -6.7534 | 24.8894 | -9.6996
5176 | 26.1004 | -10.1234 | 26.1004 | -10.1234 | 24.9421 | -6.7548 | 24.8883 | -9.7006
5177 | 26.1006 | -10.123 | 26.1006 | -10.123 | 24.9406 | -6.7563 | 24.8872 | -9.7016
5178 | 26.1007 | -10.1225 | 26.1007 | -10.1225 | 24.9391 | -6.7577 | 24.8862 | -9.7026
5179 | 26.1009 | -10.1221 | 26.1009 | -10.1221 | 24.9376 | -6.7592 | 24.8851 | -9.7035
5180 | 26.101 | -10.1217 | 26.101 | -10.1217 | 24.9361 | -6.7607 | 24.884 | -9.7045
5181 | 26.1012 | -10.1212 | 26.1012 | -10.1212 | 24.9345 | -6.7621 | 24.883 | -9.7055
5182 | 26.1013 | -10.1208 | 26.1013 | -10.1208 | 24.933 | -6.7636 | 24.8819 | -9.7065
5183 | 26.1015 | -10.1203 | 26.1015 | -10.1203 | 24.9315 | -6.765 | 24.8808 | -9.7075
5184 | 26.1016 | -10.1199 | 26.1016 | -10.1199 | 24.93 | -6.7665 | 24.8798 | -9.7085
5185 | 26.1018 | -10.1195 | 26.1018 | -10.1195 | 24.9285 | -6.768 | 24.8787 | -9.7095
5186 | 26.1019 | -10.119 | 26.1019 | -10.119 | 24.927 | -6.7694 | 24.8776 | -9.7105
5187 | 26.1021 | -10.1186 | 26.1021 | -10.1186 | 24.9255 | -6.7709 | 24.8766 | -9.7115
5188 | 26.1022 | -10.1181 | 26.1022 | -10.1181 | 24.924 | -6.7723 | 24.8755 | -9.7125
5189 | 26.1024 | -10.1177 | 26.1024 | -10.1177 | 24.9225 | -6.7738 | 24.8744 | -9.7135
5190 | 26.1026 | -10.1173 | 26.1026 | -10.1173 | 24.9209 | -6.7753 | 24.8734 | -9.7145
5191 | 26.1027 | -10.1168 | 26.1027 | -10.1168 | 24.9194 | -6.7767 | 24.8723 | -9.7155
5192 | 26.1029 | -10.1164 | 26.1029 | -10.1164 | 24.9179 | -6.7782 | 24.8712 | -9.7165
5193 | 26.103 | -10.1159 | 26.103 | -10.1159 | 24.9164 | -6.7796 | 24.8702 | -9.7174
5194 | 26.1032 | -10.1155 | 26.1032 | -10.1155 | 24.9149 | -6.7811 | 24.8691 | -9.7184
5195 | 26.1033 | -10.1151 | 26.1033 | -10.1151 | 24.9134 | -6.7825 | 24.868 | -9.7194
5196 | 26.1035 | -10.1146 | 26.1035 | -10.1146 | 24.9119 | -6.784 | 24.867 | -9.7204
5197 | 26.1036 | -10.1142 | 26.1036 | -10.1142 | 24.9104 | -6.7855 | 24.8659 | -9.7214
5198 | 26.1038 | -10.1138 | 26.1038 | -10.1138 | 24.9089 | -6.7869 | 24.8648 | -9.7224
5199 | 26.1039 | -10.1133 | 26.1039 | -10.1133 | 24.9074 | -6.7884 | 24.8638 | -9.7234
5200 | 26.1041 | -10.1129 | 26.1041 | -10.1129 | 24.9058 | -6.7898 | 24.8627 | -9.7244
5201 | 26.1042 | -10.1125 | 26.1042 | -10.1125 | 24.9043 | -6.7913 | 24.8616 | -9.7254
5202 | 26.1043 | -10.112 | 26.1043 | -10.112 | 24.9028 | -6.7928 | 24.8606 | -9.7264
5203 | 26.1045 | -10.1116 | 26.1045 | -10.1116 | 24.9013 | -6.7942 | 24.8595 | -9.7274
5204 | 26.1046 | -10.1112 | 26.1046 | -10.1112 | 24.8998 | -6.7957 | 24.8584 | -9.7284
5205 | 26.1048 | -10.1107 | 26.1048 | -10.1107 | 24.8983 | -6.7971 | 24.8574 | -9.7294
5206 | 26.1049 | -10.1103 | 26.1049 | -10.1103 | 24.8968 | -6.7986 | 24.8563 | -9.7304
5207 | 26.105 | -10.1099 | 26.105 | -10.1099 | 24.8953 | -6.8001 | 24.8552 | -9.7314
5208 | 26.1052 | -10.1095 | 26.1052 | -10.1095 | 24.8937 | -6.8016 | 24.854 | -9.7325
5209 | 26.1053 | -10.109 | 26.1053 | -10.109 | 24.892 | -6.8033 | 24.8527 | -9.7337
5210 | 26.1054 | -10.1086 | 26.1054 | -10.1086 | 24.8903 | -6.8049 | 24.8514 | -9.7349
5211 | 26.1056 | -10.1082 | 26.1056 | -10.1082 | 24.8886 | -6.8065 | 24.8502 | -9.7361
5212 | 26.1057 | -10.1078 | 26.1057 | -10.1078 | 24.8869 | -6.8081 | 24.8489 | -9.7373
5213 | 26.1058 | -10.1074 | 26.1058 | -10.1074 | 24.8852 | -6.8098 | 24.8476 | -9.7385
5214 | 26.1059 | -10.107 | 26.1059 | -10.107 | 24.8836 | -6.8114 | 24.8464 | -9.7397
5215 | 26.1061 | -10.1066 | 26.1061 | -10.1066 | 24.8819 | -6.813 | 24.8451 | -9.7409
5216 | 26.1062 | -10.1062 | 26.1062 | -10.1062 | 24.8802 | -6.8147 | 24.8438 | -9.7421
5217 | 26.1063 | -10.1058 | 26.1063 | -10.1058 | 24.8785 | -6.8163 | 24.8426 | -9.7433
5218 | 26.1064 | -10.1054 | 26.1064 | -10.1054 | 24.8768 | -6.8179 | 24.8413 | -9.7445
5219 | 26.1065 | -10.105 | 26.1065 | -10.105 | 24.8752 | -6.8195 | 24.84 | -9.7457
5220 | 26.1066 | -10.1046 | 26.1066 | -10.1046 | 24.8735 | -6.8212 | 24.8388 | -9.7469
5221 | 26.1067 | -10.1042 | 26.1067 | -10.1042 | 24.8718 | -6.8228 | 24.8375 | -9.7481
5222 | 26.1068 | -10.1038 | 26.1068 | -10.1038 | 24.8701 | -6.8244 | 24.8362 | -9.7493
5223 | 26.1069 | -10.1034 | 26.1069 | -10.1034 | 24.8684 | -6.8261 | 24.835 | -9.7505
5224 | 26.107 | -10.103 | 26.107 | -10.103 | 24.8668 | -6.8277 | 24.8337 | -9.7516
5225 | 26.1071 | -10.1026 | 26.1071 | -10.1026 | 24.8651 | -6.8293 | 24.8324 | -9.7528
5226 | 26.1072 | -10.1023 | 26.1072 | -10.1023 | 24.8634 | -6.8309 | 24.8312 | -9.754
5227 | 26.1073 | -10.1019 | 26.1073 | -10.1019 | 24.8617 | -6.8326 | 24.8299 | -9.7552
5228 | 26.1074 | -10.1015 | 26.1074 | -10.1015 | 24.86 | -6.8342 | 24.8286 | -9.7564
5229 | 26.1074 | -10.1012 | 26.1074 | -10.1012 | 24.8583 | -6.8358 | 24.8274 | -9.7576
5230 | 26.1075 | -10.1008 | 26.1075 | -10.1008 | 24.8567 | -6.8375 | 24.8261 | -9.7588
5231 | 26.1076 | -10.1004 | 26.1076 | -10.1004 | 24.855 | -6.8391 | 24.8248 | -9.76
5232 | 26.1076 | -10.1001 | 26.1076 | -10.1001 | 24.8533 | -6.8407 | 24.8236 | -9.7612
5233 | 26.1077 | -10.0997 | 26.1077 | -10.0997 | 24.8516 | -6.8423 | 24.8223 | -9.7624
5234 | 26.1078 | -10.0994 | 26.1078 | -10.0994 | 24.8499 | -6.844 | 24.821 | -9.7636
5235 | 26.1078 | -10.099 | 26.1078 | -10.099 | 24.8483 | -6.8456 | 24.8198 | -9.7648
5236 | 26.1079 | -10.0987 | 26.1079 | -10.0987 | 24.8466 | -6.8472 | 24.8185 | -9.766
5237 | 26.1079 | -10.0984 | 26.1079 | -10.0984 | 24.8449 | -6.8489 | 24.8172 | -9.7672
5238 | 26.1079 | -10.098 | 26.1079 | -10.098 | 24.8432 | -6.8505 | 24.816 | -9.7684
5239 | 26.108 | -10.0977 | 26.108 | -10.0977 | 24.8415 | -6.8521 | 24.8147 | -9.7696
5240 | 26.108 | -10.0974 | 26.108 | -10.0974 | 24.8398 | -6.8538 | 24.8134 | -9.7708
5241 | 26.108 | -10.0971 | 26.108 | -10.0971 | 24.8382 | -6.8554 | 24.8122 | -9.772
5242 | 26.1081 | -10.0968 | 26.1081 | -10.0968 | 24.8365 | -6.857 | 24.8109 | -9.7731
5243 | 26.1081 | -10.0965 | 26.1081 | -10.0965 | 24.8348 | -6.8586 | 24.8096 | -9.7743
5244 | 26.1081 | -10.0962 | 26.1081 | -10.0962 | 24.8331 | -6.8603 | 24.8084 | -9.7755
5245 | 26.1081 | -10.0959 | 26.1081 | -10.0959 | 24.8314 | -6.8619 | 24.8071 | -9.7767
5246 | 26.1081 | -10.0956 | 26.1081 | -10.0956 | 24.8298 | -6.8635 | 24.8058 | -9.7779
5247 | 26.1081 | -10.0953 | 26.1081 | -10.0953 | 24.8281 | -6.8652 | 24.8046 | -9.7791
5248 | 26.1081 | -10.095 | 26.1081 | -10.095 | 24.8264 | -6.8668 | 24.8033 | -9.7803
5249 | 26.1081 | -10.0947 | 26.1081 | -10.0947 | 24.8247 | -6.8684 | 24.802 | -9.7815
5250 | 26.1081 | -10.0944 | 26.1081 | -10.0944 | 24.823 | -6.87 | 24.8008 | -9.7827
5251 | 26.1081 | -10.0942 | 26.1081 | -10.0942 | 24.8214 | -6.8717 | 24.7995 | -9.7839
5252 | 26.108 | -10.0939 | 26.108 | -10.0939 | 24.8197 | -6.8733 | 24.7982 | -9.7851
5253 | 26.108 | -10.0937 | 26.108 | -10.0937 | 24.818 | -6.8749 | 24.797 | -9.7863
5254 | 26.108 | -10.0934 | 26.108 | -10.0934 | 24.8163 | -6.8766 | 24.7957 | -9.7875
5255 | 26.1079 | -10.0932 | 26.1079 | -10.0932 | 24.8146 | -6.8782 | 24.7944 | -9.7887
5256 | 26.1079 | -10.0929 | 26.1079 | -10.0929 | 24.8129 | -6.8798 | 24.7932 | -9.7899
5257 | 26.1078 | -10.0927 | 26.1078 | -10.0927 | 24.8113 | -6.8815 | 24.7919 | -9.7911
5258 | 26.1078 | -10.0924 | 26.1078 | -10.0924 | 24.8097 | -6.8829 | 24.7906 | -9.7922
5259 | 26.1077 | -10.0922 | 26.1077 | -10.0922 | 24.8083 | -6.8843 | 24.7894 | -9.7934
5260 | 26.1076 | -10.092 | 26.1076 | -10.092 | 24.8069 | -6.8857 | 24.7881 | -9.7946
5261 | 26.1076 | -10.0918 | 26.1076 | -10.0918 | 24.8054 | -6.8871 | 24.7868 | -9.7958
5262 | 26.1075 | -10.0916 | 26.1075 | -10.0916 | 24.804 | -6.8885 | 24.7855 | -9.797
5263 | 26.1074 | -10.0914 | 26.1074 | -10.0914 | 24.8025 | -6.8899 | 24.7843 | -9.7982
5264 | 26.1073 | -10.0912 | 26.1073 | -10.0912 | 24.8011 | -6.8913 | 24.783 | -9.7994
5265 | 26.1072 | -10.091 | 26.1072 | -10.091 | 24.7997 | -6.8926 | 24.7817 | -9.8006
5266 | 26.1071 | -10.0908 | 26.1071 | -10.0908 | 24.7982 | -6.894 | 24.7805 | -9.8018
5267 | 26.107 | -10.0906 | 26.107 | -10.0906 | 24.7968 | -6.8954 | 24.7792 | -9.803
5268 | 26.1069 | -10.0905 | 26.1069 | -10.0905 | 24.7954 | -6.8968 | 24.7779 | -9.8042
5269 | 26.1067 | -10.0903 | 26.1067 | -10.0903 | 24.7939 | -6.8982 | 24.7767 | -9.8054
5270 | 26.1066 | -10.0901 | 26.1066 | -10.0901 | 24.7925 | -6.8996 | 24.7754 | -9.8066
5271 | 26.1065 | -10.09 | 26.1065 | -10.09 | 24.791 | -6.901 | 24.7741 | -9.8078
5272 | 26.1063 | -10.0898 | 26.1063 | -10.0898 | 24.7896 | -6.9024 | 24.7729 | -9.809
5273 | 26.1062 | -10.0897 | 26.1062 | -10.0897 | 24.7882 | -6.9037 | 24.7716 | -9.8102
5274 | 26.106 | -10.0896 | 26.106 | -10.0896 | 24.7867 | -6.9051 | 24.7703 | -9.8114
5275 | 26.1059 | -10.0894 | 26.1059 | -10.0894 | 24.7853 | -6.9065 | 24.7691 | -9.8126
5276 | 26.1057 | -10.0893 | 26.1057 | -10.0893 | 24.7838 | -6.9079 | 24.7678 | -9.8138
5277 | 26.1055 | -10.0892 | 26.1055 | -10.0892 | 24.7824 | -6.9093 | 24.7665 | -9.815
5278 | 26.1053 | -10.0891 | 26.1053 | -10.0891 | 24.781 | -6.9107 | 24.7653 | -9.8162
5279 | 26.1052 | -10.089 | 26.1052 | -10.089 | 24.7795 | -6.9121 | 24.764 | -9.8174
5280 | 26.105 | -10.0889 | 26.105 | -10.0889 | 24.7781 | -6.9134 | 24.7627 | -9.8186
5281 | 26.1048 | -10.0888 | 26.1048 | -10.0888 | 24.7766 | -6.9148 | 24.7615 | -9.8198
5282 | 26.1045 | -10.0887 | 26.1045 | -10.0887 | 24.7752 | -6.9162 | 24.7602 | -9.8209
5283 | 26.1043 | -10.0887 | 26.1043 | -10.0887 | 24.7738 | -6.9176 | 24.7589 | -9.8221
5284 | 26.1041 | -10.0886 | 26.1041 | -10.0886 | 24.7723 | -6.919 | 24.7576 | -9.8233
5285 | 26.1039 | -10.0885 | 26.1039 | -10.0885 | 24.7709 | -6.9204 | 24.7564 | -9.8245
5286 | 26.1036 | -10.0885 | 26.1036 | -10.0885 | 24.7695 | -6.9218 | 24.7551 | -9.8257
5287 | 26.1034 | -10.0884 | 26.1034 | -10.0884 | 24.768 | -6.9231 | 24.7538 | -9.8269
5288 | 26.1031 | -10.0884 | 26.1031 | -10.0884 | 24.7666 | -6.9245 | 24.7526 | -9.8281
5289 | 26.1029 | -10.0884 | 26.1029 | -10.0884 | 24.7651 | -6.9259 | 24.7513 | -9.8293
5290 | 26.1026 | -10.0884 | 26.1026 | -10.0884 | 24.7637 | -6.9273 | 24.75 | -9.8305
5291 | 26.1023 | -10.0883 | 26.1023 | -10.0883 | 24.7623 | -6.9287 | 24.7488 | -9.8317
5292 | 26.1021 | -10.0883 | 26.1021 | -10.0883 | 24.7608 | -6.9301 | 24.7475 | -9.8329
5293 | 26.1018 | -10.0883 | 26.1018 | -10.0883 | 24.7594 | -6.9315 | 24.7462 | -9.8341
5294 | 26.1015 | -10.0883 | 26.1015 | -10.0883 | 24.7579 | -6.9329 | 24.745 | -9.8353
5295 | 26.1012 | -10.0883 | 26.1012 | -10.0883 | 24.7565 | -6.9342 | 24.7437 | -9.8365
5296 | 26.1009 | -10.0884 | 26.1009 | -10.0884 | 24.7551 | -6.9356 | 24.7424 | -9.8377
5297 | 26.1006 | -10.0884 | 26.1006 | -10.0884 | 24.7536 | -6.937 | 24.7412 | -9.8389
5298 | 26.1002 | -10.0884 | 26.1002 | -10.0884 | 24.7522 | -6.9384 | 24.7399 | -9.8401
5299 | 26.0999 | -10.0885 | 26.0999 | -10.0885 | 24.7508 | -6.9398 | 24.7386 | -9.8413
5300 | 26.0996 | -10.0885 | 26.0996 | -10.0885 | 24.7493 | -6.9412 | 24.7374 | -9.8425
5301 | 26.0992 | -10.0886 | 26.0992 | -10.0886 | 24.7479 | -6.9426 | 24.7361 | -9.8437
5302 | 26.0989 | -10.0886 | 26.0989 | -10.0886 | 24.7464 | -6.944 | 24.7348 | -9.8448
5303 | 26.0985 | -10.0887 | 26.0985 | -10.0887 | 24.745 | -6.9453 | 24.7335 | -9.846
5304 | 26.0981 | -10.0888 | 26.0981 | -10.0888 | 24.7436 | -6.9467 | 24.7323 | -9.8472
5305 | 26.0977 | -10.0889 | 26.0977 | -10.0889 | 24.7421 | -6.9481 | 24.731 | -9.8484
5306 | 26.0974 | -10.089 | 26.0974 | -10.089 | 24.7407 | -6.9495 | 24.7297 | -9.8496
5307 | 26.097 | -10.0891 | 26.097 | -10.0891 | 24.7392 | -6.9509 | 24.7285 | -9.8508
5308 | 26.0966 | -10.0892 | 26.0966 | -10.0892 | 24.7379 | -6.9521 | 24.7272 | -9.852
5309 | 26.0962 | -10.0893 | 26.0962 | -10.0893 | 24.7367 | -6.9533 | 24.7259 | -9.8532
5310 | 26.0957 | -10.0894 | 26.0957 | -10.0894 | 24.7355 | -6.9545 | 24.7247 | -9.8544
5311 | 26.0953 | -10.0896 | 26.0953 | -10.0896 | 24.7343 | -6.9557 | 24.7234 | -9.8556
5312 | 26.0949 | -10.0897 | 26.0949 | -10.0897 | 24.7331 | -6.9568 | 24.7221 | -9.8568
5313 | 26.0945 | -10.0899 | 26.0945 | -10.0899 | 24.7318 | -6.958 | 24.7209 | -9.858
5314 | 26.094 | -10.09 | 26.094 | -10.09 | 24.7306 | -6.9592 | 24.7196 | -9.8592
5315 | 26.0936 | -10.0902 | 26.0936 | -10.0902 | 24.7294 | -6.9603 | 24.7183 | -9.8604
5316 | 26.0931 | -10.0903 | 26.0931 | -10.0903 | 24.7282 | -6.9615 | 24.7171 | -9.8616
5317 | 26.0926 | -10.0905 | 26.0926 | -10.0905 | 24.7269 | -6.9627 | 24.7158 | -9.8628
5318 | 26.0922 | -10.0907 | 26.0922 | -10.0907 | 24.7257 | -6.9638 | 24.7145 | -9.864
5319 | 26.0917 | -10.0909 | 26.0917 | -10.0909 | 24.7245 | -6.965 | 24.7132 | -9.8652
5320 | 26.0912 | -10.0911 | 26.0912 | -10.0911 | 24.7233 | -6.9662 | 24.712 | -9.8664
5321 | 26.0907 | -10.0913 | 26.0907 | -10.0913 | 24.722 | -6.9674 | 24.7107 | -9.8676
5322 | 26.0902 | -10.0915 | 26.0902 | -10.0915 | 24.7208 | -6.9685 | 24.7094 | -9.8688
5323 | 26.0897 | -10.0918 | 26.0897 | -10.0918 | 24.7196 | -6.9697 | 24.7082 | -9.87
5324 | 26.0891 | -10.092 | 26.0891 | -10.092 | 24.7184 | -6.9709 | 24.7069 | -9.8712
5325 | 26.0886 | -10.0922 | 26.0886 | -10.0922 | 24.7172 | -6.972 | 24.7056 | -9.8724
5326 | 26.0881 | -10.0925 | 26.0881 | -10.0925 | 24.7159 | -6.9732 | 24.7044 | -9.8736
5327 | 26.0875 | -10.0927 | 26.0875 | -10.0927 | 24.7147 | -6.9744 | 24.7031 | -9.8748
5328 | 26.087 | -10.093 | 26.087 | -10.093 | 24.7135 | -6.9756 | 24.7018 | -9.876
5329 | 26.0864 | -10.0933 | 26.0864 | -10.0933 | 24.7123 | -6.9767 | 24.7005 | -9.8772
5330 | 26.0858 | -10.0936 | 26.0858 | -10.0936 | 24.711 | -6.9779 | 24.6993 | -9.8783
5331 | 26.0852 | -10.0939 | 26.0852 | -10.0939 | 24.7098 | -6.9791 | 24.698 | -9.8796
5332 | 26.0847 | -10.0942 | 26.0847 | -10.0942 | 24.7086 | -6.9802 | 24.6967 | -9.8808
5333 | 26.0841 | -10.0945 | 26.0841 | -10.0945 | 24.7074 | -6.9814 | 24.6955 | -9.8819
5334 | 26.0835 | -10.0948 | 26.0835 | -10.0948 | 24.7062 | -6.9826 | 24.6942 | -9.8831
5335 | 26.0829 | -10.0951 | 26.0829 | -10.0951 | 24.7049 | -6.9838 | 24.6929 | -9.8843
5336 | 26.0822 | -10.0954 | 26.0822 | -10.0954 | 24.7037 | -6.9849 | 24.6917 | -9.8855
5337 | 26.0816 | -10.0957 | 26.0816 | -10.0957 | 24.7025 | -6.9861 | 24.6904 | -9.8867
5338 | 26.081 | -10.0961 | 26.081 | -10.0961 | 24.7013 | -6.9873 | 24.6891 | -9.8879
5339 | 26.0803 | -10.0964 | 26.0803 | -10.0964 | 24.7 | -6.9884 | 24.6879 | -9.8891
5340 | 26.0797 | -10.0968 | 26.0797 | -10.0968 | 24.6988 | -6.9896 | 24.6866 | -9.8903
5341 | 26.079 | -10.0972 | 26.079 | -10.0972 | 24.6976 | -6.9908 | 24.6853 | -9.8915
5342 | 26.0784 | -10.0975 | 26.0784 | -10.0975 | 24.6964 | -6.992 | 24.684 | -9.8927
5343 | 26.0777 | -10.0979 | 26.0777 | -10.0979 | 24.6951 | -6.9931 | 24.6828 | -9.8939
5344 | 26.077 | -10.0983 | 26.077 | -10.0983 | 24.6939 | -6.9943 | 24.6815 | -9.8951
5345 | 26.0763 | -10.0987 | 26.0763 | -10.0987 | 24.6927 | -6.9955 | 24.6802 | -9.8963
5346 | 26.0756 | -10.0991 | 26.0756 | -10.0991 | 24.6915 | -6.9966 | 24.679 | -9.8975
5347 | 26.0749 | -10.0995 | 26.0749 | -10.0995 | 24.6903 | -6.9978 | 24.6777 | -9.8987
5348 | 26.0742 | -10.1 | 26.0742 | -10.1 | 24.689 | -6.999 | 24.6764 | -9.8999
5349 | 26.0735 | -10.1004 | 26.0735 | -10.1004 | 24.6878 | -7.0001 | 24.6752 | -9.9011
5350 | 26.0728 | -10.1008 | 26.0728 | -10.1008 | 24.6866 | -7.0013 | 24.6739 | -9.9023
5351 | 26.072 | -10.1013 | 26.072 | -10.1013 | 24.6854 | -7.0025 | 24.6726 | -9.9035
5352 | 26.0713 | -10.1017 | 26.0713 | -10.1017 | 24.6841 | -7.0037 | 24.6714 | -9.9047
5353 | 26.0705 | -10.1022 | 26.0705 | -10.1022 | 24.6829 | -7.0048 | 24.6701 | -9.9059
5354 | 26.0698 | -10.1026 | 26.0698 | -10.1026 | 24.6817 | -7.006 | 24.6688 | -9.9071
5355 | 26.069 | -10.1031 | 26.069 | -10.1031 | 24.6805 | -7.0072 | 24.6675 | -9.9083
5356 | 26.0682 | -10.1036 | 26.0682 | -10.1036 | 24.6792 | -7.0084 | 24.6663 | -9.9095
5357 | 26.0675 | -10.1041 | 26.0675 | -10.1041 | 24.678 | -7.0095 | 24.665 | -9.9107
5358 | 26.0667 | -10.1046 | 26.0667 | -10.1046 | 24.6767 | -7.0108 | 24.6637 | -9.9119
5359 | 26.0659 | -10.1051 | 26.0659 | -10.1051 | 24.6754 | -7.0121 | 24.6625 | -9.9131
5360 | 26.0651 | -10.1056 | 26.0651 | -10.1056 | 24.674 | -7.0134 | 24.6612 | -9.9143
5361 | 26.0643 | -10.1061 | 26.0643 | -10.1061 | 24.6727 | -7.0147 | 24.6599 | -9.9155
5362 | 26.0634 | -10.1067 | 26.0634 | -10.1067 | 24.6713 | -7.016 | 24.6586 | -9.9167
5363 | 26.0626 | -10.1072 | 26.0626 | -10.1072 | 24.67 | -7.0173 | 24.6574 | -9.9179
5364 | 26.0618 | -10.1077 | 26.0618 | -10.1077 | 24.6686 | -7.0186 | 24.6561 | -9.9191
5365 | 26.0609 | -10.1083 | 26.0609 | -10.1083 | 24.6673 | -7.0199 | 24.6548 | -9.9202
5366 | 26.0601 | -10.1089 | 26.0601 | -10.1089 | 24.6659 | -7.0211 | 24.6536 | -9.9215
5367 | 26.0592 | -10.1094 | 26.0592 | -10.1094 | 24.6646 | -7.0225 | 24.6523 | -9.9227
5368 | 26.0584 | -10.11 | 26.0584 | -10.11 | 24.6632 | -7.0237 | 24.651 | -9.9238
5369 | 26.0575 | -10.1106 | 26.0575 | -10.1106 | 24.6619 | -7.0251 | 24.6498 | -9.9251
5370 | 26.0566 | -10.1112 | 26.0566 | -10.1112 | 24.6605 | -7.0263 | 24.6485 | -9.9262
5371 | 26.0557 | -10.1118 | 26.0557 | -10.1118 | 24.6592 | -7.0276 | 24.6472 | -9.9274
5372 | 26.0548 | -10.1124 | 26.0548 | -10.1124 | 24.6578 | -7.0289 | 24.6459 | -9.9286
5373 | 26.0539 | -10.113 | 26.0539 | -10.113 | 24.6565 | -7.0302 | 24.6447 | -9.9298
5374 | 26.053 | -10.1136 | 26.053 | -10.1136 | 24.6551 | -7.0315 | 24.6434 | -9.931
5375 | 26.0521 | -10.1142 | 26.0521 | -10.1142 | 24.6538 | -7.0328 | 24.6421 | -9.9322
5376 | 26.0512 | -10.1149 | 26.0512 | -10.1149 | 24.6524 | -7.0341 | 24.6409 | -9.9334
5377 | 26.0503 | -10.1155 | 26.0503 | -10.1155 | 24.6511 | -7.0354 | 24.6396 | -9.9346
5378 | 26.0493 | -10.1161 | 26.0493 | -10.1161 | 24.6497 | -7.0367 | 24.6383 | -9.9358
5379 | 26.0484 | -10.1168 | 26.0484 | -10.1168 | 24.6484 | -7.038 | 24.637 | -9.937
5380 | 26.0474 | -10.1175 | 26.0474 | -10.1175 | 24.647 | -7.0393 | 24.6358 | -9.9382
5381 | 26.0465 | -10.1181 | 26.0465 | -10.1181 | 24.6457 | -7.0406 | 24.6345 | -9.9394
5382 | 26.0455 | -10.1188 | 26.0455 | -10.1188 | 24.6443 | -7.0419 | 24.6332 | -9.9406
5383 | 26.0445 | -10.1195 | 26.0445 | -10.1195 | 24.643 | -7.0432 | 24.632 | -9.9418
5384 | 26.0435 | -10.1202 | 26.0435 | -10.1202 | 24.6416 | -7.0445 | 24.6307 | -9.943
5385 | 26.0425 | -10.1209 | 26.0425 | -10.1209 | 24.6403 | -7.0458 | 24.6294 | -9.9442
5386 | 26.0415 | -10.1216 | 26.0415 | -10.1216 | 24.639 | -7.0471 | 24.6282 | -9.9454
5387 | 26.0405 | -10.1223 | 26.0405 | -10.1223 | 24.6376 | -7.0484 | 24.6269 | -9.9466
5388 | 26.0395 | -10.123 | 26.0395 | -10.123 | 24.6363 | -7.0497 | 24.6256 | -9.9478
5389 | 26.0385 | -10.1237 | 26.0385 | -10.1237 | 24.6349 | -7.051 | 24.6243 | -9.949
5390 | 26.0375 | -10.1245 | 26.0375 | -10.1245 | 24.6336 | -7.0523 | 24.6231 | -9.9502
5391 | 26.0365 | -10.1252 | 26.0365 | -10.1252 | 24.6322 | -7.0536 | 24.6218 | -9.9514
5392 | 26.0354 | -10.126 | 26.0354 | -10.126 | 24.6309 | -7.0549 | 24.6205 | -9.9526
5393 | 26.0344 | -10.1267 | 26.0344 | -10.1267 | 24.6295 | -7.0562 | 24.6193 | -9.9538
5394 | 26.0333 | -10.1275 | 26.0333 | -10.1275 | 24.6282 | -7.0575 | 24.618 | -9.955
5395 | 26.0323 | -10.1282 | 26.0323 | -10.1282 | 24.6268 | -7.0588 | 24.6167 | -9.9562
5396 | 26.0312 | -10.129 | 26.0312 | -10.129 | 24.6255 | -7.0601 | 24.6154 | -9.9574
5397 | 26.0301 | -10.1298 | 26.0301 | -10.1298 | 24.6241 | -7.0614 | 24.6142 | -9.9586
5398 | 26.0291 | -10.1306 | 26.0291 | -10.1306 | 24.6228 | -7.0627 | 24.6129 | -9.9598
5399 | 26.028 | -10.1314 | 26.028 | -10.1314 | 24.6214 | -7.064 | 24.6116 | -9.961
5400 | 26.0269 | -10.1322 | 26.0269 | -10.1322 | 24.6201 | -7.0653 | 24.6104 | -9.9622
5401 | 26.0258 | -10.133 | 26.0258 | -10.133 | 24.6187 | -7.0666 | 24.6091 | -9.9634
5402 | 26.0247 | -10.1338 | 26.0247 | -10.1338 | 24.6174 | -7.0678 | 24.6078 | -9.9646
5403 | 26.0236 | -10.1346 | 26.0236 | -10.1346 | 24.616 | -7.0691 | 24.6066 | -9.9658
5404 | 26.0225 | -10.1354 | 26.0225 | -10.1354 | 24.6147 | -7.0705 | 24.6053 | -9.967
5405 | 26.0213 | -10.1363 | 26.0213 | -10.1363 | 24.6133 | -7.0717 | 24.604 | -9.9682
5406 | 26.0202 | -10.1371 | 26.0202 | -10.1371 | 24.612 | -7.073 | 24.6027 | -9.9694
5407 | 26.0191 | -10.1379 | 26.0191 | -10.1379 | 24.6106 | -7.0743 | 24.6015 | -9.9706
5408 | 26.0179 | -10.1388 | 26.0179 | -10.1388 | 24.6094 | -7.0755 | 24.6002 | -9.9718
5409 | 26.0168 | -10.1397 | 26.0168 | -10.1397 | 24.6083 | -7.0766 | 24.5989 | -9.973
5410 | 26.0156 | -10.1405 | 26.0156 | -10.1405 | 24.6071 | -7.0777 | 24.5977 | -9.9742
5411 | 26.0145 | -10.1414 | 26.0145 | -10.1414 | 24.6059 | -7.0788 | 24.5964 | -9.9754
5412 | 26.0133 | -10.1423 | 26.0133 | -10.1423 | 24.6048 | -7.0799 | 24.5951 | -9.9766
5413 | 26.0121 | -10.1431 | 26.0121 | -10.1431 | 24.6036 | -7.081 | 24.5938 | -9.9778
5414 | 26.011 | -10.144 | 26.011 | -10.144 | 24.6025 | -7.0821 | 24.5926 | -9.979
5415 | 26.0098 | -10.1449 | 26.0098 | -10.1449 | 24.6013 | -7.0832 | 24.5913 | -9.9802
5416 | 26.0086 | -10.1458 | 26.0086 | -10.1458 | 24.6002 | -7.0843 | 24.59 | -9.9814
5417 | 26.0074 | -10.1467 | 26.0074 | -10.1467 | 24.599 | -7.0854 | 24.5888 | -9.9826
5418 | 26.0062 | -10.1476 | 26.0062 | -10.1476 | 24.5979 | -7.0865 | 24.5875 | -9.9838
5419 | 26.005 | -10.1486 | 26.005 | -10.1486 | 24.5967 | -7.0876 | 24.5862 | -9.985
5420 | 26.0038 | -10.1495 | 26.0038 | -10.1495 | 24.5956 | -7.0887 | 24.5849 | -9.9862
5421 | 26.0025 | -10.1504 | 26.0025 | -10.1504 | 24.5944 | -7.0898 | 24.5837 | -9.9874
5422 | 26.0013 | -10.1513 | 26.0013 | -10.1513 | 24.5932 | -7.091 | 24.5824 | -9.9886
5423 | 26.0001 | -10.1523 | 26.0001 | -10.1523 | 24.5921 | -7.0921 | 24.5811 | -9.9898
5424 | 25.9989 | -10.1532 | 25.9989 | -10.1532 | 24.5909 | -7.0931 | 24.5798 | -9.991
5425 | 25.9976 | -10.1542 | 25.9976 | -10.1542 | 24.5898 | -7.0943 | 24.5786 | -9.9922
5426 | 25.9964 | -10.1551 | 25.9964 | -10.1551 | 24.5886 | -7.0954 | 24.5773 | -9.9934
5427 | 25.9951 | -10.1561 | 25.9951 | -10.1561 | 24.5875 | -7.0965 | 24.576 | -9.9946
5428 | 25.9939 | -10.157 | 25.9939 | -10.157 | 24.5863 | -7.0976 | 24.5748 | -9.9958
5429 | 25.9926 | -10.158 | 25.9926 | -10.158 | 24.5852 | -7.0987 | 24.5735 | -9.997
5430 | 25.9913 | -10.159 | 25.9913 | -10.159 | 24.584 | -7.0998 | 24.5722 | -9.9982
5431 | 25.9901 | -10.16 | 25.9901 | -10.16 | 24.5829 | -7.1009 | 24.5709 | -9.9994
5432 | 25.9888 | -10.161 | 25.9888 | -10.161 | 24.5817 | -7.102 | 24.5697 | -10.0006
5433 | 25.9875 | -10.1619 | 25.9875 | -10.1619 | 24.5805 | -7.1031 | 24.5684 | -10.0018
5434 | 25.9862 | -10.1629 | 25.9862 | -10.1629 | 24.5794 | -7.1042 | 24.5671 | -10.003
5435 | 25.9849 | -10.1639 | 25.9849 | -10.1639 | 24.5782 | -7.1053 | 24.5659 | -10.0042
5436 | 25.9836 | -10.1649 | 25.9836 | -10.1649 | 24.5771 | -7.1064 | 24.5646 | -10.0054
5437 | 25.9823 | -10.166 | 25.9823 | -10.166 | 24.5759 | -7.1075 | 24.5633 | -10.0066
5438 | 25.981 | -10.167 | 25.981 | -10.167 | 24.5748 | -7.1086 | 24.562 | -10.0078
5439 | 25.9797 | -10.168 | 25.9797 | -10.168 | 24.5736 | -7.1097 | 24.5608 | -10.009
5440 | 25.9784 | -10.169 | 25.9784 | -10.169 | 24.5725 | -7.1108 | 24.5595 | -10.0102
5441 | 25.9771 | -10.17 | 25.9771 | -10.17 | 24.5713 | -7.1119 | 24.5582 | -10.0114
5442 | 25.9758 | -10.1711 | 25.9758 | -10.1711 | 24.5701 | -7.113 | 24.557 | -10.0126
5443 | 25.9744 | -10.1721 | 25.9744 | -10.1721 | 24.569 | -7.1141 | 24.5557 | -10.0138
5444 | 25.9731 | -10.1731 | 25.9731 | -10.1731 | 24.5678 | -7.1152 | 24.5544 | -10.015
5445 | 25.9718 | -10.1742 | 25.9718 | -10.1742 | 24.5667 | -7.1163 | 24.5531 | -10.0162
5446 | 25.9704 | -10.1752 | 25.9704 | -10.1752 | 24.5655 | -7.1174 | 24.5519 | -10.0174
5447 | 25.9691 | -10.1763 | 25.9691 | -10.1763 | 24.5644 | -7.1185 | 24.5506 | -10.0186
5448 | 25.9677 | -10.1773 | 25.9677 | -10.1773 | 24.5632 | -7.1196 | 24.5493 | -10.0198
5449 | 25.9664 | -10.1784 | 25.9664 | -10.1784 | 24.5621 | -7.1207 | 24.5481 | -10.021
5450 | 25.965 | -10.1795 | 25.965 | -10.1795 | 24.5609 | -7.1218 | 24.5468 | -10.0222
5451 | 25.9637 | -10.1805 | 25.9637 | -10.1805 | 24.5598 | -7.123 | 24.5455 | -10.0234
5452 | 25.9623 | -10.1816 | 25.9623 | -10.1816 | 24.5586 | -7.1241 | 24.5442 | -10.0246
5453 | 25.9609 | -10.1827 | 25.9609 | -10.1827 | 24.5574 | -7.1251 | 24.543 | -10.0258
5454 | 25.9596 | -10.1837 | 25.9596 | -10.1837 | 24.5563 | -7.1263 | 24.5417 | -10.027
5455 | 25.9582 | -10.1848 | 25.9582 | -10.1848 | 24.5551 | -7.1274 | 24.5404 | -10.0282
5456 | 25.9568 | -10.1859 | 25.9568 | -10.1859 | 24.554 | -7.1285 | 24.5392 | -10.0293
5457 | 25.9554 | -10.187 | 25.9554 | -10.187 | 24.5528 | -7.1296 | 24.5379 | -10.0305
5458 | 25.9541 | -10.1881 | 25.9541 | -10.1881 | 24.5518 | -7.1306 | 24.5368 | -10.0316
5459 | 25.9527 | -10.1892 | 25.9527 | -10.1892 | 24.5507 | -7.1316 | 24.5357 | -10.0326
5460 | 25.9513 | -10.1903 | 25.9513 | -10.1903 | 24.5497 | -7.1325 | 24.5347 | -10.0336
5461 | 25.9499 | -10.1914 | 25.9499 | -10.1914 | 24.5487 | -7.1335 | 24.5336 | -10.0346
5462 | 25.9485 | -10.1925 | 25.9485 | -10.1925 | 24.5476 | -7.1345 | 24.5325 | -10.0356
5463 | 25.9471 | -10.1936 | 25.9471 | -10.1936 | 24.5466 | -7.1355 | 24.5314 | -10.0366
5464 | 25.9457 | -10.1947 | 25.9457 | -10.1947 | 24.5456 | -7.1365 | 24.5304 | -10.0376
5465 | 25.9443 | -10.1958 | 25.9443 | -10.1958 | 24.5445 | -7.1375 | 24.5293 | -10.0386
5466 | 25.9429 | -10.1969 | 25.9429 | -10.1969 | 24.5435 | -7.1384 | 24.5282 | -10.0396
5467 | 25.9415 | -10.198 | 25.9415 | -10.198 | 24.5425 | -7.1394 | 24.5271 | -10.0406
5468 | 25.9401 | -10.1991 | 25.9401 | -10.1991 | 24.5414 | -7.1404 | 24.5261 | -10.0416
5469 | 25.9387 | -10.2002 | 25.9387 | -10.2002 | 24.5404 | -7.1414 | 24.525 | -10.0426
5470 | 25.9373 | -10.2014 | 25.9373 | -10.2014 | 24.5394 | -7.1424 | 24.5239 | -10.0436
5471 | 25.9359 | -10.2025 | 25.9359 | -10.2025 | 24.5383 | -7.1433 | 24.5229 | -10.0446
5472 | 25.9345 | -10.2036 | 25.9345 | -10.2036 | 24.5373 | -7.1443 | 24.5218 | -10.0456
5473 | 25.933 | -10.2047 | 25.933 | -10.2047 | 24.5363 | -7.1453 | 24.5207 | -10.0466
5474 | 25.9316 | -10.2059 | 25.9316 | -10.2059 | 24.5352 | -7.1463 | 24.5196 | -10.0476
5475 | 25.9302 | -10.207 | 25.9302 | -10.207 | 24.5342 | -7.1473 | 24.5186 | -10.0486
5476 | 25.9288 | -10.2081 | 25.9288 | -10.2081 | 24.5332 | -7.1482 | 24.5175 | -10.0496
5477 | 25.9274 | -10.2093 | 25.9274 | -10.2093 | 24.5321 | -7.1492 | 24.5164 | -10.0506
5478 | 25.9259 | -10.2104 | 25.9259 | -10.2104 | 24.5311 | -7.1502 | 24.5153 | -10.0516
5479 | 25.9245 | -10.2115 | 25.9245 | -10.2115 | 24.5301 | -7.1512 | 24.5143 | -10.0526
5480 | 25.9231 | -10.2127 | 25.9231 | -10.2127 | 24.529 | -7.1522 | 24.5132 | -10.0536
5481 | 25.9216 | -10.2138 | 25.9216 | -10.2138 | 24.528 | -7.1532 | 24.5121 | -10.0546
5482 | 25.9202 | -10.2149 | 25.9202 | -10.2149 | 24.527 | -7.1541 | 24.5111 | -10.0556
5483 | 25.9188 | -10.2161 | 25.9188 | -10.2161 | 24.5259 | -7.1551 | 24.51 | -10.0566
5484 | 25.9174 | -10.2172 | 25.9174 | -10.2172 | 24.5249 | -7.1561 | 24.5089 | -10.0576
5485 | 25.9159 | -10.2183 | 25.9159 | -10.2183 | 24.5239 | -7.1571 | 24.5078 | -10.0586
5486 | 25.9145 | -10.2195 | 25.9145 | -10.2195 | 24.5228 | -7.1581 | 24.5068 | -10.0596
5487 | 25.9131 | -10.2206 | 25.9131 | -10.2206 | 24.5218 | -7.159 | 24.5057 | -10.0606
5488 | 25.9116 | -10.2218 | 25.9116 | -10.2218 | 24.5208 | -7.16 | 24.5046 | -10.0616
5489 | 25.9102 | -10.2229 | 25.9102 | -10.2229 | 24.5197 | -7.161 | 24.5035 | -10.0626
5490 | 25.9088 | -10.2241 | 25.9088 | -10.2241 | 24.5187 | -7.162 | 24.5025 | -10.0636
5491 | 25.9073 | -10.2252 | 25.9073 | -10.2252 | 24.5177 | -7.163 | 24.5014 | -10.0646
5492 | 25.9059 | -10.2263 | 25.9059 | -10.2263 | 24.5166 | -7.1639 | 24.5003 | -10.0656
5493 | 25.9044 | -10.2275 | 25.9044 | -10.2275 | 24.5156 | -7.1649 | 24.4993 | -10.0666
5494 | 25.903 | -10.2286 | 25.903 | -10.2286 | 24.5146 | -7.1659 | 24.4982 | -10.0676
5495 | 25.9016 | -10.2298 | 25.9016 | -10.2298 | 24.5135 | -7.1669 | 24.4971 | -10.0686
5496 | 25.9001 | -10.2309 | 25.9001 | -10.2309 | 24.5125 | -7.1679 | 24.496 | -10.0696
5497 | 25.8987 | -10.232 | 25.8987 | -10.232 | 24.5115 | -7.1689 | 24.495 | -10.0706
5498 | 25.8973 | -10.2332 | 25.8973 | -10.2332 | 24.5104 | -7.1698 | 24.4939 | -10.0716
5499 | 25.8958 | -10.2343 | 25.8958 | -10.2343 | 24.5094 | -7.1708 | 24.4928 | -10.0726
5500 | 25.8944 | -10.2355 | 25.8944 | -10.2355 | 24.5084 | -7.1718 | 24.4917 | -10.0736
5501 | 25.893 | -10.2366 | 25.893 | -10.2366 | 24.5073 | -7.1728 | 24.4907 | -10.0746
5502 | 25.8915 | -10.2378 | 25.8915 | -10.2378 | 24.5063 | -7.1738 | 24.4896 | -10.0756
5503 | 25.8901 | -10.2389 | 25.8901 | -10.2389 | 24.5053 | -7.1748 | 24.4885 | -10.0766
5504 | 25.8887 | -10.24 | 25.8887 | -10.24 | 24.5042 | -7.1757 | 24.4875 | -10.0776
5505 | 25.8873 | -10.2412 | 25.8873 | -10.2412 | 24.5032 | -7.1767 | 24.4864 | -10.0786
5506 | 25.8858 | -10.2423 | 25.8858 | -10.2423 | 24.5022 | -7.1777 | 24.4853 | -10.0796
5507 | 25.8844 | -10.2434 | 25.8844 | -10.2434 | 24.5011 | -7.1787 | 24.4842 | -10.0806
5508 | 25.883 | -10.2446 | 25.883 | -10.2446 | 24.4999 | -7.1799 | 24.4832 | -10.0816
5509 | 25.8815 | -10.2457 | 25.8815 | -10.2457 | 24.4986 | -7.1811 | 24.4821 | -10.0826
5510 | 25.8801 | -10.2468 | 25.8801 | -10.2468 | 24.4973 | -7.1824 | 24.481 | -10.0836
5511 | 25.8787 | -10.248 | 25.8787 | -10.248 | 24.496 | -7.1836 | 24.4799 | -10.0846
5512 | 25.8773 | -10.2491 | 25.8773 | -10.2491 | 24.4947 | -7.1849 | 24.4789 | -10.0856
5513 | 25.8759 | -10.2502 | 25.8759 | -10.2502 | 24.4934 | -7.1861 | 24.4778 | -10.0866
5514 | 25.8745 | -10.2513 | 25.8745 | -10.2513 | 24.4921 | -7.1874 | 24.4767 | -10.0876
5515 | 25.873 | -10.2525 | 25.873 | -10.2525 | 24.4908 | -7.1886 | 24.4756 | -10.0886
5516 | 25.8716 | -10.2536 | 25.8716 | -10.2536 | 24.4895 | -7.1899 | 24.4746 | -10.0896
5517 | 25.8702 | -10.2547 | 25.8702 | -10.2547 | 24.4882 | -7.1911 | 24.4735 | -10.0906
5518 | 25.8688 | -10.2558 | 25.8688 | -10.2558 | 24.4869 | -7.1924 | 24.4724 | -10.0916
5519 | 25.8674 | -10.2569 | 25.8674 | -10.2569 | 24.4856 | -7.1936 | 24.4713 | -10.0926
5520 | 25.866 | -10.258 | 25.866 | -10.258 | 24.4843 | -7.1949 | 24.4703 | -10.0936
5521 | 25.8646 | -10.2591 | 25.8646 | -10.2591 | 24.4829 | -7.1962 | 24.4692 | -10.0946
5522 | 25.8632 | -10.2602 | 25.8632 | -10.2602 | 24.4816 | -7.1974 | 24.4681 | -10.0956
5523 | 25.8618 | -10.2613 | 25.8618 | -10.2613 | 24.4803 | -7.1987 | 24.467 | -10.0966
5524 | 25.8604 | -10.2624 | 25.8604 | -10.2624 | 24.479 | -7.1999 | 24.466 | -10.0976
5525 | 25.859 | -10.2635 | 25.859 | -10.2635 | 24.4777 | -7.2012 | 24.4649 | -10.0986
5526 | 25.8576 | -10.2646 | 25.8576 | -10.2646 | 24.4764 | -7.2024 | 24.4638 | -10.0996
5527 | 25.8562 | -10.2657 | 25.8562 | -10.2657 | 24.4751 | -7.2037 | 24.4628 | -10.1006
5528 | 25.8549 | -10.2668 | 25.8549 | -10.2668 | 24.4738 | -7.2049 | 24.4617 | -10.1016
5529 | 25.8535 | -10.2679 | 25.8535 | -10.2679 | 24.4725 | -7.2062 | 24.4606 | -10.1026
5530 | 25.8521 | -10.269 | 25.8521 | -10.269 | 24.4712 | -7.2074 | 24.4595 | -10.1036
5531 | 25.8507 | -10.2701 | 25.8507 | -10.2701 | 24.4699 | -7.2087 | 24.4585 | -10.1046
5532 | 25.8494 | -10.2711 | 25.8494 | -10.2711 | 24.4686 | -7.2099 | 24.4574 | -10.1056
5533 | 25.848 | -10.2722 | 25.848 | -10.2722 | 24.4673 | -7.2112 | 24.4563 | -10.1066
5534 | 25.8466 | -10.2733 | 25.8466 | -10.2733 | 24.466 | -7.2124 | 24.4552 | -10.1076
5535 | 25.8453 | -10.2744 | 25.8453 | -10.2744 | 24.4647 | -7.2137 | 24.4542 | -10.1086
5536 | 25.8439 | -10.2754 | 25.8439 | -10.2754 | 24.4634 | -7.215 | 24.4531 | -10.1096
5537 | 25.8426 | -10.2765 | 25.8426 | -10.2765 | 24.4621 | -7.2162 | 24.452 | -10.1107
5538 | 25.8412 | -10.2775 | 25.8412 | -10.2775 | 24.4608 | -7.2175 | 24.4509 | -10.1117
5539 | 25.8399 | -10.2786 | 25.8399 | -10.2786 | 24.4595 | -7.2187 | 24.4499 | -10.1127
5540 | 25.8385 | -10.2796 | 25.8385 | -10.2796 | 24.4582 | -7.22 | 24.4488 | -10.1137
5541 | 25.8372 | -10.2807 | 25.8372 | -10.2807 | 24.4569 | -7.2212 | 24.4477 | -10.1147
5542 | 25.8359 | -10.2817 | 25.8359 | -10.2817 | 24.4556 | -7.2225 | 24.4466 | -10.1157
5543 | 25.8345 | -10.2828 | 25.8345 | -10.2828 | 24.4542 | -7.2237 | 24.4456 | -10.1167
5544 | 25.8332 | -10.2838 | 25.8332 | -10.2838 | 24.4529 | -7.225 | 24.4445 | -10.1177
5545 | 25.8319 | -10.2848 | 25.8319 | -10.2848 | 24.4516 | -7.2262 | 24.4434 | -10.1187
5546 | 25.8306 | -10.2858 | 25.8306 | -10.2858 | 24.4503 | -7.2275 | 24.4423 | -10.1197
5547 | 25.8292 | -10.2869 | 25.8292 | -10.2869 | 24.449 | -7.2287 | 24.4413 | -10.1207
5548 | 25.8279 | -10.2879 | 25.8279 | -10.2879 | 24.4477 | -7.23 | 24.4402 | -10.1217
5549 | 25.8266 | -10.2889 | 25.8266 | -10.2889 | 24.4464 | -7.2313 | 24.4391 | -10.1227
5550 | 25.8253 | -10.2899 | 25.8253 | -10.2899 | 24.4451 | -7.2325 | 24.438 | -10.1237
5551 | 25.824 | -10.2909 | 25.824 | -10.2909 | 24.4438 | -7.2338 | 24.437 | -10.1247
5552 | 25.8227 | -10.2919 | 25.8227 | -10.2919 | 24.4425 | -7.235 | 24.4359 | -10.1257
5553 | 25.8215 | -10.2929 | 25.8215 | -10.2929 | 24.4412 | -7.2363 | 24.4348 | -10.1267
5554 | 25.8202 | -10.2939 | 25.8202 | -10.2939 | 24.4399 | -7.2375 | 24.4338 | -10.1277
5555 | 25.8189 | -10.2949 | 25.8189 | -10.2949 | 24.4386 | -7.2388 | 24.4327 | -10.1287
5556 | 25.8176 | -10.2958 | 25.8176 | -10.2958 | 24.4373 | -7.24 | 24.4316 | -10.1297
5557 | 25.8164 | -10.2968 | 25.8164 | -10.2968 | 24.436 | -7.2413 | 24.4305 | -10.1307
5558 | 25.8151 | -10.2978 | 25.8151 | -10.2978 | 24.4348 | -7.2424 | 24.4295 | -10.1317
5559 | 25.8138 | -10.2988 | 25.8138 | -10.2988 | 24.4338 | -7.2434 | 24.4284 | -10.1327
5560 | 25.8126 | -10.2997 | 25.8126 | -10.2997 | 24.4327 | -7.2444 | 24.4273 | -10.1337
5561 | 25.8113 | -10.3007 | 25.8113 | -10.3007 | 24.4316 | -7.2455 | 24.4262 | -10.1347
5562 | 25.8101 | -10.3016 | 25.8101 | -10.3016 | 24.4305 | -7.2465 | 24.4252 | -10.1357
5563 | 25.8089 | -10.3026 | 25.8089 | -10.3026 | 24.4294 | -7.2476 | 24.4241 | -10.1367
5564 | 25.8076 | -10.3035 | 25.8076 | -10.3035 | 24.4283 | -7.2486 | 24.423 | -10.1377
5565 | 25.8064 | -10.3044 | 25.8064 | -10.3044 | 24.4272 | -7.2496 | 24.4219 | -10.1387
5566 | 25.8052 | -10.3054 | 25.8052 | -10.3054 | 24.4261 | -7.2507 | 24.4209 | -10.1397
5567 | 25.804 | -10.3063 | 25.804 | -10.3063 | 24.425 | -7.2517 | 24.4198 | -10.1407
5568 | 25.8028 | -10.3072 | 25.8028 | -10.3072 | 24.424 | -7.2527 | 24.4187 | -10.1417
5569 | 25.8015 | -10.3081 | 25.8015 | -10.3081 | 24.4229 | -7.2538 | 24.4176 | -10.1427
5570 | 25.8004 | -10.309 | 25.8004 | -10.309 | 24.4218 | -7.2548 | 24.4166 | -10.1437
5571 | 25.7992 | -10.3099 | 25.7992 | -10.3099 | 24.4207 | -7.2558 | 24.4155 | -10.1447
5572 | 25.798 | -10.3108 | 25.798 | -10.3108 | 24.4196 | -7.2569 | 24.4144 | -10.1457
5573 | 25.7968 | -10.3117 | 25.7968 | -10.3117 | 24.4185 | -7.2579 | 24.4133 | -10.1467
5574 | 25.7956 | -10.3126 | 25.7956 | -10.3126 | 24.4174 | -7.259 | 24.4123 | -10.1478
5575 | 25.7944 | -10.3135 | 25.7944 | -10.3135 | 24.4163 | -7.26 | 24.4112 | -10.1488
5576 | 25.7933 | -10.3143 | 25.7933 | -10.3143 | 24.4153 | -7.261 | 24.4101 | -10.1498
5577 | 25.7921 | -10.3152 | 25.7921 | -10.3152 | 24.4142 | -7.2621 | 24.409 | -10.1508
5578 | 25.791 | -10.3161 | 25.791 | -10.3161 | 24.4131 | -7.2631 | 24.408 | -10.1518
5579 | 25.7898 | -10.3169 | 25.7898 | -10.3169 | 24.412 | -7.2641 | 24.4069 | -10.1528
5580 | 25.7887 | -10.3178 | 25.7887 | -10.3178 | 24.4109 | -7.2652 | 24.4058 | -10.1538
5581 | 25.7875 | -10.3186 | 25.7875 | -10.3186 | 24.4098 | -7.2662 | 24.4047 | -10.1548
5582 | 25.7864 | -10.3194 | 25.7864 | -10.3194 | 24.4087 | -7.2672 | 24.4037 | -10.1558
5583 | 25.7853 | -10.3203 | 25.7853 | -10.3203 | 24.4076 | -7.2683 | 24.4026 | -10.1568
5584 | 25.7842 | -10.3211 | 25.7842 | -10.3211 | 24.4065 | -7.2693 | 24.4015 | -10.1578
5585 | 25.7831 | -10.3219 | 25.7831 | -10.3219 | 24.4055 | -7.2704 | 24.4004 | -10.1588
5586 | 25.782 | -10.3227 | 25.782 | -10.3227 | 24.4044 | -7.2714 | 24.3993 | -10.1598
5587 | 25.7809 | -10.3235 | 25.7809 | -10.3235 | 24.4033 | -7.2724 | 24.3983 | -10.1608
5588 | 25.7798 | -10.3243 | 25.7798 | -10.3243 | 24.4022 | -7.2735 | 24.3972 | -10.1618
5589 | 25.7787 | -10.3251 | 25.7787 | -10.3251 | 24.4011 | -7.2745 | 24.3961 | -10.1628
5590 | 25.7776 | -10.3259 | 25.7776 | -10.3259 | 24.4 | -7.2755 | 24.395 | -10.1638
5591 | 25.7765 | -10.3267 | 25.7765 | -10.3267 | 24.3989 | -7.2766 | 24.394 | -10.1648
5592 | 25.7755 | -10.3274 | 25.7755 | -10.3274 | 24.3978 | -7.2776 | 24.3929 | -10.1658
5593 | 25.7744 | -10.3282 | 25.7744 | -10.3282 | 24.3968 | -7.2787 | 24.3918 | -10.1668
5594 | 25.7734 | -10.3289 | 25.7734 | -10.3289 | 24.3957 | -7.2797 | 24.3907 | -10.1678
5595 | 25.7723 | -10.3297 | 25.7723 | -10.3297 | 24.3946 | -7.2807 | 24.3897 | -10.1688
5596 | 25.7713 | -10.3304 | 25.7713 | -10.3304 | 24.3935 | -7.2818 | 24.3886 | -10.1698
5597 | 25.7702 | -10.3312 | 25.7702 | -10.3312 | 24.3924 | -7.2828 | 24.3875 | -10.1708
5598 | 25.7692 | -10.3319 | 25.7692 | -10.3319 | 24.3913 | -7.2839 | 24.3864 | -10.1718
5599 | 25.7682 | -10.3326 | 25.7682 | -10.3326 | 24.3902 | -7.2849 | 24.3854 | -10.1728
5600 | 25.7672 | -10.3333 | 25.7672 | -10.3333 | 24.3891 | -7.2859 | 24.3843 | -10.1738
5601 | 25.7662 | -10.3341 | 25.7662 | -10.3341 | 24.388 | -7.287 | 24.3832 | -10.1748
5602 | 25.7652 | -10.3348 | 25.7652 | -10.3348 | 24.387 | -7.288 | 24.3821 | -10.1758
5603 | 25.7642 | -10.3355 | 25.7642 | -10.3355 | 24.3859 | -7.289 | 24.3811 | -10.1768
5604 | 25.7632 | -10.3361 | 25.7632 | -10.3361 | 24.3848 | -7.2901 | 24.38 | -10.1779
5605 | 25.7623 | -10.3368 | 25.7623 | -10.3368 | 24.3837 | -7.2911 | 24.3789 | -10.1789
5606 | 25.7613 | -10.3375 | 25.7613 | -10.3375 | 24.3826 | -7.2921 | 24.3778 | -10.1799
5607 | 25.7603 | -10.3382 | 25.7603 | -10.3382 | 24.3815 | -7.2932 | 24.3768 | -10.1809
5608 | 25.7594 | -10.3388 | 25.7594 | -10.3388 | 24.3805 | -7.2941 | 24.3757 | -10.1819
5609 | 25.7584 | -10.3395 | 25.7584 | -10.3395 | 24.3796 | -7.295 | 24.3746 | -10.1829
5610 | 25.7575 | -10.3401 | 25.7575 | -10.3401 | 24.3787 | -7.2959 | 24.3735 | -10.1839
5611 | 25.7566 | -10.3408 | 25.7566 | -10.3408 | 24.3777 | -7.2968 | 24.3725 | -10.1849
5612 | 25.7556 | -10.3414 | 25.7556 | -10.3414 | 24.3768 | -7.2977 | 24.3714 | -10.1859
5613 | 25.7547 | -10.342 | 25.7547 | -10.342 | 24.3758 | -7.2985 | 24.3703 | -10.1869
5614 | 25.7538 | -10.3426 | 25.7538 | -10.3426 | 24.3749 | -7.2994 | 24.3692 | -10.1879
5615 | 25.7529 | -10.3432 | 25.7529 | -10.3432 | 24.374 | -7.3003 | 24.3682 | -10.1889
5616 | 25.752 | -10.3438 | 25.752 | -10.3438 | 24.373 | -7.3012 | 24.3671 | -10.1899
5617 | 25.7511 | -10.3444 | 25.7511 | -10.3444 | 24.3721 | -7.3021 | 24.366 | -10.1909
5618 | 25.7503 | -10.345 | 25.7503 | -10.345 | 24.3711 | -7.303 | 24.3649 | -10.1919
5619 | 25.7494 | -10.3456 | 25.7494 | -10.3456 | 24.3702 | -7.3039 | 24.3639 | -10.1929
5620 | 25.7485 | -10.3461 | 25.7485 | -10.3461 | 24.3693 | -7.3048 | 24.3628 | -10.1939
5621 | 25.7477 | -10.3467 | 25.7477 | -10.3467 | 24.3683 | -7.3057 | 24.3617 | -10.1949
5622 | 25.7468 | -10.3473 | 25.7468 | -10.3473 | 24.3674 | -7.3066 | 24.3606 | -10.1959
5623 | 25.746 | -10.3478 | 25.746 | -10.3478 | 24.3664 | -7.3075 | 24.3596 | -10.1969
5624 | 25.7452 | -10.3483 | 25.7452 | -10.3483 | 24.3655 | -7.3083 | 24.3585 | -10.1979
5625 | 25.7443 | -10.3489 | 25.7443 | -10.3489 | 24.3645 | -7.3092 | 24.3574 | -10.1989
5626 | 25.7435 | -10.3494 | 25.7435 | -10.3494 | 24.3636 | -7.3101 | 24.3563 | -10.2
5627 | 25.7427 | -10.3499 | 25.7427 | -10.3499 | 24.3627 | -7.311 | 24.3552 | -10.201
5628 | 25.7419 | -10.3504 | 25.7419 | -10.3504 | 24.3617 | -7.3119 | 24.3542 | -10.202
5629 | 25.7411 | -10.3509 | 25.7411 | -10.3509 | 24.3608 | -7.3128 | 24.3531 | -10.203
5630 | 25.7403 | -10.3514 | 25.7403 | -10.3514 | 24.3598 | -7.3137 | 24.352 | -10.204
5631 | 25.7396 | -10.3519 | 25.7396 | -10.3519 | 24.3589 | -7.3146 | 24.3509 | -10.205
5632 | 25.7388 | -10.3523 | 25.7388 | -10.3523 | 24.358 | -7.3155 | 24.3499 | -10.206
5633 | 25.738 | -10.3528 | 25.738 | -10.3528 | 24.357 | -7.3164 | 24.3488 | -10.207
5634 | 25.7373 | -10.3533 | 25.7373 | -10.3533 | 24.3561 | -7.3172 | 24.3477 | -10.208
5635 | 25.7365 | -10.3537 | 25.7365 | -10.3537 | 24.3551 | -7.3181 | 24.3466 | -10.209
5636 | 25.7358 | -10.3541 | 25.7358 | -10.3541 | 24.3542 | -7.319 | 24.3456 | -10.21
5637 | 25.7351 | -10.3546 | 25.7351 | -10.3546 | 24.3532 | -7.3199 | 24.3445 | -10.211
5638 | 25.7344 | -10.355 | 25.7344 | -10.355 | 24.3523 | -7.3208 | 24.3434 | -10.212
5639 | 25.7337 | -10.3554 | 25.7337 | -10.3554 | 24.3514 | -7.3217 | 24.3423 | -10.213
5640 | 25.733 | -10.3558 | 25.733 | -10.3558 | 24.3504 | -7.3226 | 24.3413 | -10.214
5641 | 25.7323 | -10.3562 | 25.7323 | -10.3562 | 24.3495 | -7.3235 | 24.3402 | -10.215
5642 | 25.7316 | -10.3566 | 25.7316 | -10.3566 | 24.3485 | -7.3244 | 24.3391 | -10.216
5643 | 25.7309 | -10.357 | 25.7309 | -10.357 | 24.3476 | -7.3253 | 24.338 | -10.217
5644 | 25.7302 | -10.3574 | 25.7302 | -10.3574 | 24.3467 | -7.3262 | 24.337 | -10.218
5645 | 25.7296 | -10.3577 | 25.7296 | -10.3577 | 24.3457 | -7.327 | 24.3359 | -10.219
5646 | 25.7289 | -10.3581 | 25.7289 | -10.3581 | 24.3448 | -7.3279 | 24.3348 | -10.22
5647 | 25.7283 | -10.3584 | 25.7283 | -10.3584 | 24.3438 | -7.3288 | 24.3337 | -10.221
5648 | 25.7277 | -10.3588 | 25.7277 | -10.3588 | 24.3429 | -7.3297 | 24.3326 | -10.2221
5649 | 25.727 | -10.3591 | 25.727 | -10.3591 | 24.3419 | -7.3306 | 24.3316 | -10.2231
5650 | 25.7264 | -10.3594 | 25.7264 | -10.3594 | 24.341 | -7.3315 | 24.3305 | -10.2241
5651 | 25.7258 | -10.3597 | 25.7258 | -10.3597 | 24.3401 | -7.3324 | 24.3294 | -10.2251
5652 | 25.7252 | -10.36 | 25.7252 | -10.36 | 24.3391 | -7.3333 | 24.3283 | -10.2261
5653 | 25.7246 | -10.3603 | 25.7246 | -10.3603 | 24.3382 | -7.3342 | 24.3273 | -10.2271
5654 | 25.724 | -10.3606 | 25.724 | -10.3606 | 24.3372 | -7.3351 | 24.3262 | -10.2281
5655 | 25.7235 | -10.3609 | 25.7235 | -10.3609 | 24.3363 | -7.336 | 24.3251 | -10.2291
5656 | 25.7229 | -10.3612 | 25.7229 | -10.3612 | 24.3354 | -7.3368 | 24.324 | -10.2301
5657 | 25.7223 | -10.3614 | 25.7223 | -10.3614 | 24.3344 | -7.3377 | 24.323 | -10.2311
5658 | 25.7218 | -10.3617 | 25.7218 | -10.3617 | 24.3333 | -7.3388 | 24.3219 | -10.2321
5659 | 25.7213 | -10.3619 | 25.7213 | -10.3619 | 24.3322 | -7.3398 | 24.3208 | -10.2331
5660 | 25.7207 | -10.3622 | 25.7207 | -10.3622 | 24.3311 | -7.3409 | 24.3197 | -10.2341
5661 | 25.7202 | -10.3624 | 25.7202 | -10.3624 | 24.33 | -7.342 | 24.3187 | -10.2351
5662 | 25.7197 | -10.3626 | 25.7197 | -10.3626 | 24.3289 | -7.343 | 24.3176 | -10.2361
5663 | 25.7192 | -10.3628 | 25.7192 | -10.3628 | 24.3277 | -7.3441 | 24.3165 | -10.2371
5664 | 25.7187 | -10.363 | 25.7187 | -10.363 | 24.3266 | -7.3452 | 24.3154 | -10.2381
5665 | 25.7182 | -10.3632 | 25.7182 | -10.3632 | 24.3255 | -7.3462 | 24.3143 | -10.2391
5666 | 25.7177 | -10.3634 | 25.7177 | -10.3634 | 24.3244 | -7.3473 | 24.3133 | -10.2401
5667 | 25.7173 | -10.3635 | 25.7173 | -10.3635 | 24.3233 | -7.3484 | 24.3122 | -10.2412
5668 | 25.7168 | -10.3637 | 25.7168 | -10.3637 | 24.3222 | -7.3494 | 24.3111 | -10.2422
5669 | 25.7164 | -10.3639 | 25.7164 | -10.3639 | 24.321 | -7.3505 | 24.31 | -10.2432
5670 | 25.7159 | -10.364 | 25.7159 | -10.364 | 24.3199 | -7.3516 | 24.309 | -10.2442
5671 | 25.7155 | -10.3641 | 25.7155 | -10.3641 | 24.3188 | -7.3526 | 24.3079 | -10.2452
5672 | 25.7151 | -10.3643 | 25.7151 | -10.3643 | 24.3177 | -7.3537 | 24.3068 | -10.2462
5673 | 25.7147 | -10.3644 | 25.7147 | -10.3644 | 24.3166 | -7.3548 | 24.3057 | -10.2472
5674 | 25.7142 | -10.3645 | 25.7142 | -10.3645 | 24.3155 | -7.3558 | 24.3046 | -10.2482
5675 | 25.7139 | -10.3646 | 25.7139 | -10.3646 | 24.3143 | -7.3569 | 24.3036 | -10.2492
5676 | 25.7135 | -10.3647 | 25.7135 | -10.3647 | 24.3132 | -7.358 | 24.3025 | -10.2502
5677 | 25.7131 | -10.3648 | 25.7131 | -10.3648 | 24.3121 | -7.359 | 24.3014 | -10.2512
5678 | 25.7127 | -10.3649 | 25.7127 | -10.3649 | 24.311 | -7.3601 | 24.3003 | -10.2522
5679 | 25.7124 | -10.3649 | 25.7124 | -10.3649 | 24.3099 | -7.3612 | 24.2993 | -10.2532
5680 | 25.712 | -10.365 | 25.712 | -10.365 | 24.3087 | -7.3622 | 24.2982 | -10.2542
5681 | 25.7117 | -10.365 | 25.7117 | -10.365 | 24.3076 | -7.3633 | 24.2971 | -10.2552
5682 | 25.7113 | -10.3651 | 25.7113 | -10.3651 | 24.3065 | -7.3644 | 24.296 | -10.2562
5683 | 25.711 | -10.3651 | 25.711 | -10.3651 | 24.3054 | -7.3654 | 24.2949 | -10.2572
5684 | 25.7107 | -10.3651 | 25.7107 | -10.3651 | 24.3043 | -7.3665 | 24.2939 | -10.2583
5685 | 25.7104 | -10.3651 | 25.7104 | -10.3651 | 24.3032 | -7.3676 | 24.2928 | -10.2593
5686 | 25.7101 | -10.3651 | 25.7101 | -10.3651 | 24.302 | -7.3686 | 24.2917 | -10.2603
5687 | 25.7098 | -10.3651 | 25.7098 | -10.3651 | 24.3009 | -7.3697 | 24.2906 | -10.2613
5688 | 25.7095 | -10.3651 | 25.7095 | -10.3651 | 24.2998 | -7.3708 | 24.2896 | -10.2623
5689 | 25.7092 | -10.3651 | 25.7092 | -10.3651 | 24.2987 | -7.3718 | 24.2885 | -10.2633
5690 | 25.709 | -10.3651 | 25.709 | -10.3651 | 24.2976 | -7.3729 | 24.2874 | -10.2643
5691 | 25.7087 | -10.365 | 25.7087 | -10.365 | 24.2965 | -7.374 | 24.2863 | -10.2653
5692 | 25.7085 | -10.365 | 25.7085 | -10.365 | 24.2953 | -7.375 | 24.2853 | -10.2663
5693 | 25.7082 | -10.3649 | 25.7082 | -10.3649 | 24.2942 | -7.3761 | 24.2842 | -10.2673
5694 | 25.708 | -10.3649 | 25.708 | -10.3649 | 24.2931 | -7.3772 | 24.2831 | -10.2683
5695 | 25.7078 | -10.3648 | 25.7078 | -10.3648 | 24.292 | -7.3782 | 24.282 | -10.2693
5696 | 25.7075 | -10.3647 | 25.7075 | -10.3647 | 24.2909 | -7.3793 | 24.2809 | -10.2703
5697 | 25.7073 | -10.3646 | 25.7073 | -10.3646 | 24.2898 | -7.3804 | 24.2799 | -10.2713
5698 | 25.7071 | -10.3645 | 25.7071 | -10.3645 | 24.2886 | -7.3814 | 24.2788 | -10.2723
5699 | 25.707 | -10.3644 | 25.707 | -10.3644 | 24.2875 | -7.3825 | 24.2777 | -10.2733
5700 | 25.7068 | -10.3643 | 25.7068 | -10.3643 | 24.2864 | -7.3836 | 24.2766 | -10.2743
5701 | 25.7066 | -10.3642 | 25.7066 | -10.3642 | 24.2853 | -7.3846 | 24.2756 | -10.2754
5702 | 25.7064 | -10.364 | 25.7064 | -10.364 | 24.2842 | -7.3857 | 24.2745 | -10.2764
5703 | 25.7063 | -10.3639 | 25.7063 | -10.3639 | 24.283 | -7.3868 | 24.2734 | -10.2774
5704 | 25.7061 | -10.3638 | 25.7061 | -10.3638 | 24.2819 | -7.3878 | 24.2723 | -10.2784
5705 | 25.706 | -10.3636 | 25.706 | -10.3636 | 24.2808 | -7.3889 | 24.2712 | -10.2794
5706 | 25.7059 | -10.3634 | 25.7059 | -10.3634 | 24.2797 | -7.39 | 24.2702 | -10.2804
5707 | 25.7057 | -10.3633 | 25.7057 | -10.3633 | 24.2786 | -7.391 | 24.2691 | -10.2814
5708 | 25.7056 | -10.3631 | 25.7056 | -10.3631 | 24.2777 | -7.3919 | 24.2682 | -10.2822
5709 | 25.7055 | -10.3629 | 25.7055 | -10.3629 | 24.2768 | -7.3927 | 24.2673 | -10.283
5710 | 25.7054 | -10.3627 | 25.7054 | -10.3627 | 24.2759 | -7.3935 | 24.2665 | -10.2838
5711 | 25.7053 | -10.3625 | 25.7053 | -10.3625 | 24.2751 | -7.3943 | 24.2656 | -10.2846
5712 | 25.7052 | -10.3623 | 25.7052 | -10.3623 | 24.2742 | -7.3952 | 24.2647 | -10.2854
5713 | 25.7052 | -10.3621 | 25.7052 | -10.3621 | 24.2733 | -7.396 | 24.2638 | -10.2862
5714 | 25.7051 | -10.3618 | 25.7051 | -10.3618 | 24.2725 | -7.3968 | 24.2629 | -10.287
5715 | 25.705 | -10.3616 | 25.705 | -10.3616 | 24.2716 | -7.3976 | 24.2621 | -10.2878
5716 | 25.705 | -10.3614 | 25.705 | -10.3614 | 24.2707 | -7.3984 | 24.2612 | -10.2887
5717 | 25.7049 | -10.3611 | 25.7049 | -10.3611 | 24.2699 | -7.3992 | 24.2603 | -10.2895
5718 | 25.7049 | -10.3609 | 25.7049 | -10.3609 | 24.269 | -7.4001 | 24.2594 | -10.2903
5719 | 25.7049 | -10.3606 | 25.7049 | -10.3606 | 24.2681 | -7.4009 | 24.2586 | -10.2911
5720 | 25.7048 | -10.3603 | 25.7048 | -10.3603 | 24.2673 | -7.4017 | 24.2577 | -10.2919
5721 | 25.7048 | -10.36 | 25.7048 | -10.36 | 24.2664 | -7.4025 | 24.2568 | -10.2927
5722 | 25.7048 | -10.3598 | 25.7048 | -10.3598 | 24.2655 | -7.4033 | 24.2559 | -10.2935
5723 | 25.7048 | -10.3595 | 25.7048 | -10.3595 | 24.2647 | -7.4041 | 24.255 | -10.2943
5724 | 25.7048 | -10.3592 | 25.7048 | -10.3592 | 24.2638 | -7.405 | 24.2542 | -10.2951
5725 | 25.7048 | -10.3589 | 25.7048 | -10.3589 | 24.2629 | -7.4058 | 24.2533 | -10.2959
5726 | 25.7048 | -10.3585 | 25.7048 | -10.3585 | 24.2621 | -7.4066 | 24.2524 | -10.2967
5727 | 25.7049 | -10.3582 | 25.7049 | -10.3582 | 24.2612 | -7.4074 | 24.2515 | -10.2975
5728 | 25.7049 | -10.3579 | 25.7049 | -10.3579 | 24.2603 | -7.4082 | 24.2506 | -10.2983
5729 | 25.7049 | -10.3576 | 25.7049 | -10.3576 | 24.2594 | -7.409 | 24.2498 | -10.2991
5730 | 25.705 | -10.3572 | 25.705 | -10.3572 | 24.2586 | -7.4099 | 24.2489 | -10.3
5731 | 25.705 | -10.3569 | 25.705 | -10.3569 | 24.2577 | -7.4107 | 24.248 | -10.3008
5732 | 25.7051 | -10.3565 | 25.7051 | -10.3565 | 24.2568 | -7.4115 | 24.2471 | -10.3016
5733 | 25.7052 | -10.3562 | 25.7052 | -10.3562 | 24.256 | -7.4123 | 24.2463 | -10.3024
5734 | 25.7052 | -10.3558 | 25.7052 | -10.3558 | 24.2551 | -7.4131 | 24.2454 | -10.3032
5735 | 25.7053 | -10.3554 | 25.7053 | -10.3554 | 24.2542 | -7.4139 | 24.2445 | -10.304
5736 | 25.7054 | -10.355 | 25.7054 | -10.355 | 24.2534 | -7.4148 | 24.2436 | -10.3048
5737 | 25.7055 | -10.3547 | 25.7055 | -10.3547 | 24.2525 | -7.4156 | 24.2427 | -10.3056
5738 | 25.7056 | -10.3543 | 25.7056 | -10.3543 | 24.2516 | -7.4164 | 24.2419 | -10.3064
5739 | 25.7057 | -10.3539 | 25.7057 | -10.3539 | 24.2508 | -7.4172 | 24.241 | -10.3072
5740 | 25.7058 | -10.3535 | 25.7058 | -10.3535 | 24.2499 | -7.418 | 24.2401 | -10.308
5741 | 25.7059 | -10.353 | 25.7059 | -10.353 | 24.249 | -7.4188 | 24.2392 | -10.3088
5742 | 25.706 | -10.3526 | 25.706 | -10.3526 | 24.2482 | -7.4197 | 24.2384 | -10.3096
5743 | 25.7062 | -10.3522 | 25.7062 | -10.3522 | 24.2473 | -7.4205 | 24.2375 | -10.3105
5744 | 25.7063 | -10.3518 | 25.7063 | -10.3518 | 24.2464 | -7.4213 | 24.2366 | -10.3113
5745 | 25.7064 | -10.3513 | 25.7064 | -10.3513 | 24.2456 | -7.4221 | 24.2357 | -10.3121
5746 | 25.7066 | -10.3509 | 25.7066 | -10.3509 | 24.2447 | -7.4229 | 24.2348 | -10.3129
5747 | 25.7067 | -10.3505 | 25.7067 | -10.3505 | 24.2438 | -7.4238 | 24.234 | -10.3137
5748 | 25.7069 | -10.35 | 25.7069 | -10.35 | 24.243 | -7.4246 | 24.2331 | -10.3145
5749 | 25.707 | -10.3495 | 25.707 | -10.3495 | 24.2421 | -7.4254 | 24.2322 | -10.3153
5750 | 25.7072 | -10.3491 | 25.7072 | -10.3491 | 24.2412 | -7.4262 | 24.2313 | -10.3161
5751 | 25.7074 | -10.3486 | 25.7074 | -10.3486 | 24.2404 | -7.427 | 24.2304 | -10.3169
5752 | 25.7075 | -10.3482 | 25.7075 | -10.3482 | 24.2395 | -7.4278 | 24.2296 | -10.3177
5753 | 25.7077 | -10.3477 | 25.7077 | -10.3477 | 24.2386 | -7.4287 | 24.2287 | -10.3185
5754 | 25.7079 | -10.3472 | 25.7079 | -10.3472 | 24.2378 | -7.4295 | 24.2278 | -10.3193
5755 | 25.7081 | -10.3467 | 25.7081 | -10.3467 | 24.2369 | -7.4303 | 24.2269 | -10.3201
5756 | 25.7083 | -10.3462 | 25.7083 | -10.3462 | 24.236 | -7.4311 | 24.2261 | -10.3209
5757 | 25.7085 | -10.3457 | 25.7085 | -10.3457 | 24.2351 | -7.4319 | 24.2252 | -10.3218
5758 | 25.7087 | -10.3452 | 25.7087 | -10.3452 | 24.2344 | -7.4326 | 24.2243 | -10.3226
5759 | 25.7089 | -10.3447 | 25.7089 | -10.3447 | 24.2337 | -7.4333 | 24.2234 | -10.3234
5760 | 25.7091 | -10.3442 | 25.7091 | -10.3442 | 24.2329 | -7.434 | 24.2225 | -10.3242
5761 | 25.7093 | -10.3437 | 25.7093 | -10.3437 | 24.2322 | -7.4347 | 24.2217 | -10.325
5762 | 25.7096 | -10.3432 | 25.7096 | -10.3432 | 24.2315 | -7.4353 | 24.2208 | -10.3258
5763 | 25.7098 | -10.3426 | 25.7098 | -10.3426 | 24.2307 | -7.436 | 24.2199 | -10.3266
5764 | 25.71 | -10.3421 | 25.71 | -10.3421 | 24.23 | -7.4367 | 24.219 | -10.3274
5765 | 25.7103 | -10.3416 | 25.7103 | -10.3416 | 24.2293 | -7.4374 | 24.2181 | -10.3282
5766 | 25.7105 | -10.3411 | 25.7105 | -10.3411 | 24.2286 | -7.4381 | 24.2173 | -10.329
5767 | 25.7107 | -10.3405 | 25.7107 | -10.3405 | 24.2278 | -7.4387 | 24.2164 | -10.3298
5768 | 25.711 | -10.34 | 25.711 | -10.34 | 24.2271 | -7.4394 | 24.2155 | -10.3306
5769 | 25.7112 | -10.3394 | 25.7112 | -10.3394 | 24.2264 | -7.4401 | 24.2146 | -10.3315
5770 | 25.7115 | -10.3389 | 25.7115 | -10.3389 | 24.2256 | -7.4408 | 24.2137 | -10.3323
5771 | 25.7117 | -10.3383 | 25.7117 | -10.3383 | 24.2249 | -7.4415 | 24.2129 | -10.3331
5772 | 25.712 | -10.3378 | 25.712 | -10.3378 | 24.2242 | -7.4421 | 24.212 | -10.3339
5773 | 25.7123 | -10.3372 | 25.7123 | -10.3372 | 24.2234 | -7.4428 | 24.2111 | -10.3347
5774 | 25.7125 | -10.3366 | 25.7125 | -10.3366 | 24.2227 | -7.4435 | 24.2102 | -10.3355
5775 | 25.7128 | -10.3361 | 25.7128 | -10.3361 | 24.222 | -7.4442 | 24.2093 | -10.3363
5776 | 25.7131 | -10.3355 | 25.7131 | -10.3355 | 24.2212 | -7.4449 | 24.2085 | -10.3371
5777 | 25.7134 | -10.3349 | 25.7134 | -10.3349 | 24.2205 | -7.4455 | 24.2076 | -10.3379
5778 | 25.7136 | -10.3343 | 25.7136 | -10.3343 | 24.2198 | -7.4462 | 24.2067 | -10.3387
5779 | 25.7139 | -10.3338 | 25.7139 | -10.3338 | 24.2191 | -7.4469 | 24.2058 | -10.3395
5780 | 25.7142 | -10.3332 | 25.7142 | -10.3332 | 24.2183 | -7.4476 | 24.205 | -10.3403
5781 | 25.7145 | -10.3326 | 25.7145 | -10.3326 | 24.2176 | -7.4483 | 24.2041 | -10.3412
5782 | 25.7148 | -10.332 | 25.7148 | -10.332 | 24.2169 | -7.4489 | 24.2032 | -10.342
5783 | 25.7151 | -10.3314 | 25.7151 | -10.3314 | 24.2161 | -7.4496 | 24.2023 | -10.3428
5784 | 25.7154 | -10.3308 | 25.7154 | -10.3308 | 24.2154 | -7.4503 | 24.2014 | -10.3436
5785 | 25.7157 | -10.3302 | 25.7157 | -10.3302 | 24.2147 | -7.451 | 24.2006 | -10.3444
5786 | 25.716 | -10.3296 | 25.716 | -10.3296 | 24.2139 | -7.4517 | 24.1997 | -10.3452
5787 | 25.7163 | -10.329 | 25.7163 | -10.329 | 24.2132 | -7.4524 | 24.1988 | -10.346
5788 | 25.7166 | -10.3284 | 25.7166 | -10.3284 | 24.2125 | -7.453 | 24.1979 | -10.3468
5789 | 25.7169 | -10.3278 | 25.7169 | -10.3278 | 24.2117 | -7.4537 | 24.197 | -10.3476
5790 | 25.7172 | -10.3272 | 25.7172 | -10.3272 | 24.211 | -7.4544 | 24.1962 | -10.3484
5791 | 25.7175 | -10.3266 | 25.7175 | -10.3266 | 24.2103 | -7.4551 | 24.1953 | -10.3492
5792 | 25.7178 | -10.326 | 25.7178 | -10.326 | 24.2096 | -7.4558 | 24.1944 | -10.35
5793 | 25.7182 | -10.3254 | 25.7182 | -10.3254 | 24.2088 | -7.4564 | 24.1935 | -10.3509
5794 | 25.7185 | -10.3248 | 25.7185 | -10.3248 | 24.2081 | -7.4571 | 24.1926 | -10.3517
5795 | 25.7188 | -10.3241 | 25.7188 | -10.3241 | 24.2074 | -7.4578 | 24.1918 | -10.3525
5796 | 25.7191 | -10.3235 | 25.7191 | -10.3235 | 24.2066 | -7.4585 | 24.1909 | -10.3533
5797 | 25.7194 | -10.3229 | 25.7194 | -10.3229 | 24.2059 | -7.4592 | 24.19 | -10.3541
5798 | 25.7198 | -10.3223 | 25.7198 | -10.3223 | 24.2052 | -7.4598 | 24.1891 | -10.3549
5799 | 25.7201 | -10.3217 | 25.7201 | -10.3217 | 24.2044 | -7.4605 | 24.1882 | -10.3557
5800 | 25.7204 | -10.321 | 25.7204 | -10.321 | 24.2037 | -7.4612 | 24.1874 | -10.3565
5801 | 25.7207 | -10.3204 | 25.7207 | -10.3204 | 24.203 | -7.4619 | 24.1865 | -10.3573
5802 | 25.7211 | -10.3198 | 25.7211 | -10.3198 | 24.2022 | -7.4626 | 24.1856 | -10.3581
5803 | 25.7214 | -10.3192 | 25.7214 | -10.3192 | 24.2015 | -7.4632 | 24.1847 | -10.3589
5804 | 25.7217 | -10.3185 | 25.7217 | -10.3185 | 24.2008 | -7.4639 | 24.1838 | -10.3597
5805 | 25.7221 | -10.3179 | 25.7221 | -10.3179 | 24.2001 | -7.4646 | 24.183 | -10.3606
5806 | 25.7224 | -10.3173 | 25.7224 | -10.3173 | 24.1993 | -7.4653 | 24.1821 | -10.3614
5807 | 25.7227 | -10.3166 | 25.7227 | -10.3166 | 24.1986 | -7.466 | 24.1812 | -10.3622
5808 | 25.7231 | -10.316 | 25.7231 | -10.316 | 24.1984 | -7.4661 | 24.1805 | -10.3628
5809 | 25.7234 | -10.3154 | 25.7234 | -10.3154 | 24.1982 | -7.4663 | 24.1798 | -10.3634
5810 | 25.7237 | -10.3147 | 25.7237 | -10.3147 | 24.198 | -7.4664 | 24.1792 | -10.364
5811 | 25.7241 | -10.3141 | 25.7241 | -10.3141 | 24.1978 | -7.4666 | 24.1785 | -10.3646
5812 | 25.7244 | -10.3135 | 25.7244 | -10.3135 | 24.1976 | -7.4667 | 24.1778 | -10.3652
5813 | 25.7247 | -10.3129 | 25.7247 | -10.3129 | 24.1974 | -7.4668 | 24.1771 | -10.3658
5814 | 25.7251 | -10.3122 | 25.7251 | -10.3122 | 24.1972 | -7.467 | 24.1764 | -10.3664
5815 | 25.7254 | -10.3116 | 25.7254 | -10.3116 | 24.197 | -7.4671 | 24.1758 | -10.3671
5816 | 25.7258 | -10.3109 | 25.7258 | -10.3109 | 24.1968 | -7.4672 | 24.1751 | -10.3677
5817 | 25.7261 | -10.3103 | 25.7261 | -10.3103 | 24.1967 | -7.4674 | 24.1744 | -10.3683
5818 | 25.7264 | -10.3097 | 25.7264 | -10.3097 | 24.1965 | -7.4675 | 24.1737 | -10.3689
5819 | 25.7268 | -10.309 | 25.7268 | -10.309 | 24.1963 | -7.4677 | 24.173 | -10.3695
5820 | 25.7271 | -10.3084 | 25.7271 | -10.3084 | 24.1961 | -7.4678 | 24.1724 | -10.3701
5821 | 25.7274 | -10.3078 | 25.7274 | -10.3078 | 24.1959 | -7.4679 | 24.1717 | -10.3707
5822 | 25.7278 | -10.3072 | 25.7278 | -10.3072 | 24.1957 | -7.4681 | 24.171 | -10.3713
5823 | 25.7281 | -10.3065 | 25.7281 | -10.3065 | 24.1955 | -7.4682 | 24.1703 | -10.3719
5824 | 25.7284 | -10.3059 | 25.7284 | -10.3059 | 24.1953 | -7.4683 | 24.1696 | -10.3725
5825 | 25.7288 | -10.3053 | 25.7288 | -10.3053 | 24.1952 | -7.4685 | 24.169 | -10.3731
5826 | 25.7291 | -10.3046 | 25.7291 | -10.3046 | 24.195 | -7.4686 | 24.1683 | -10.3738
5827 | 25.7294 | -10.304 | 25.7294 | -10.304 | 24.1948 | -7.4688 | 24.1676 | -10.3744
5828 | 25.7298 | -10.3034 | 25.7298 | -10.3034 | 24.1946 | -7.4689 | 24.1669 | -10.375
5829 | 25.7301 | -10.3027 | 25.7301 | -10.3027 | 24.1944 | -7.469 | 24.1662 | -10.3756
5830 | 25.7304 | -10.3021 | 25.7304 | -10.3021 | 24.1942 | -7.4692 | 24.1656 | -10.3762
5831 | 25.7308 | -10.3015 | 25.7308 | -10.3015 | 24.194 | -7.4693 | 24.1649 | -10.3768
5832 | 25.7311 | -10.3009 | 25.7311 | -10.3009 | 24.1938 | -7.4694 | 24.1642 | -10.3774
5833 | 25.7314 | -10.3002 | 25.7314 | -10.3002 | 24.1937 | -7.4696 | 24.1635 | -10.378
5834 | 25.7317 | -10.2996 | 25.7317 | -10.2996 | 24.1935 | -7.4697 | 24.1628 | -10.3786
5835 | 25.7321 | -10.299 | 25.7321 | -10.299 | 24.1933 | -7.4699 | 24.1622 | -10.3792
5836 | 25.7324 | -10.2984 | 25.7324 | -10.2984 | 24.1931 | -7.47 | 24.1615 | -10.3799
5837 | 25.7327 | -10.2978 | 25.7327 | -10.2978 | 24.1929 | -7.4701 | 24.1608 | -10.3805
5838 | 25.733 | -10.2972 | 25.733 | -10.2972 | 24.1927 | -7.4703 | 24.1601 | -10.3811
5839 | 25.7333 | -10.2965 | 25.7333 | -10.2965 | 24.1925 | -7.4704 | 24.1594 | -10.3817
5840 | 25.7336 | -10.2959 | 25.7336 | -10.2959 | 24.1923 | -7.4705 | 24.1588 | -10.3823
5841 | 25.734 | -10.2953 | 25.734 | -10.2953 | 24.1922 | -7.4707 | 24.1581 | -10.3829
5842 | 25.7343 | -10.2947 | 25.7343 | -10.2947 | 24.192 | -7.4708 | 24.1574 | -10.3835
5843 | 25.7346 | -10.2941 | 25.7346 | -10.2941 | 24.1918 | -7.471 | 24.1567 | -10.3841
5844 | 25.7349 | -10.2935 | 25.7349 | -10.2935 | 24.1916 | -7.4711 | 24.156 | -10.3847
5845 | 25.7352 | -10.2929 | 25.7352 | -10.2929 | 24.1914 | -7.4712 | 24.1554 | -10.3853
5846 | 25.7355 | -10.2923 | 25.7355 | -10.2923 | 24.1912 | -7.4714 | 24.1547 | -10.386
5847 | 25.7358 | -10.2917 | 25.7358 | -10.2917 | 24.191 | -7.4715 | 24.154 | -10.3866
5848 | 25.7361 | -10.2911 | 25.7361 | -10.2911 | 24.1908 | -7.4716 | 24.1533 | -10.3872
5849 | 25.7364 | -10.2905 | 25.7364 | -10.2905 | 24.1907 | -7.4718 | 24.1526 | -10.3878
5850 | 25.7367 | -10.2899 | 25.7367 | -10.2899 | 24.1905 | -7.4719 | 24.152 | -10.3884
5851 | 25.7369 | -10.2894 | 25.7369 | -10.2894 | 24.1903 | -7.4721 | 24.1513 | -10.389
5852 | 25.7372 | -10.2888 | 25.7372 | -10.2888 | 24.1901 | -7.4722 | 24.1506 | -10.3896
5853 | 25.7375 | -10.2882 | 25.7375 | -10.2882 | 24.1899 | -7.4723 | 24.1499 | -10.3902
5854 | 25.7378 | -10.2876 | 25.7378 | -10.2876 | 24.1897 | -7.4725 | 24.1492 | -10.3908
5855 | 25.7381 | -10.287 | 25.7381 | -10.287 | 24.1895 | -7.4726 | 24.1486 | -10.3914
5856 | 25.7383 | -10.2865 | 25.7383 | -10.2865 | 24.1893 | -7.4727 | 24.1479 | -10.392
5857 | 25.7386 | -10.2859 | 25.7386 | -10.2859 | 24.1891 | -7.4729 | 24.1472 | -10.3927
5858 | 25.7389 | -10.2853 | 25.7389 | -10.2853 | 24.1889 | -7.473 | 24.1465 | -10.3933
5859 | 25.7392 | -10.2848 | 25.7392 | -10.2848 | 24.1887 | -7.4732 | 24.1458 | -10.3939
5860 | 25.7394 | -10.2842 | 25.7394 | -10.2842 | 24.1885 | -7.4733 | 24.1451 | -10.3945
5861 | 25.7397 | -10.2837 | 25.7397 | -10.2837 | 24.1883 | -7.4735 | 24.1445 | -10.3951
5862 | 25.7399 | -10.2831 | 25.7399 | -10.2831 | 24.1881 | -7.4737 | 24.1438 | -10.3957
5863 | 25.7402 | -10.2826 | 25.7402 | -10.2826 | 24.1879 | -7.4738 | 24.1431 | -10.3963
5864 | 25.7404 | -10.282 | 25.7404 | -10.282 | 24.1877 | -7.474 | 24.1424 | -10.3969
5865 | 25.7407 | -10.2815 | 25.7407 | -10.2815 | 24.1875 | -7.4741 | 24.1417 | -10.3975
5866 | 25.7409 | -10.2809 | 25.7409 | -10.2809 | 24.1873 | -7.4743 | 24.1411 | -10.3982
5867 | 25.7411 | -10.2804 | 25.7411 | -10.2804 | 24.1871 | -7.4744 | 24.1404 | -10.3988
5868 | 25.7414 | -10.2799 | 25.7414 | -10.2799 | 24.1869 | -7.4746 | 24.1397 | -10.3994
5869 | 25.7416 | -10.2794 | 25.7416 | -10.2794 | 24.1867 | -7.4747 | 24.139 | -10.4
5870 | 25.7418 | -10.2788 | 25.7418 | -10.2788 | 24.1865 | -7.4749 | 24.1383 | -10.4006
5871 | 25.742 | -10.2783 | 25.742 | -10.2783 | 24.1863 | -7.475 | 24.1377 | -10.4012
5872 | 25.7423 | -10.2778 | 25.7423 | -10.2778 | 24.1861 | -7.4752 | 24.137 | -10.4018
5873 | 25.7425 | -10.2773 | 25.7425 | -10.2773 | 24.1859 | -7.4753 | 24.1363 | -10.4024
5874 | 25.7427 | -10.2768 | 25.7427 | -10.2768 | 24.1857 | -7.4755 | 24.1356 | -10.403
5875 | 25.7429 | -10.2763 | 25.7429 | -10.2763 | 24.1855 | -7.4756 | 24.1349 | -10.4037
5876 | 25.7431 | -10.2758 | 25.7431 | -10.2758 | 24.1853 | -7.4758 | 24.1342 | -10.4043
5877 | 25.7433 | -10.2753 | 25.7433 | -10.2753 | 24.1851 | -7.476 | 24.1336 | -10.4049
5878 | 25.7434 | -10.2748 | 25.7434 | -10.2748 | 24.1849 | -7.4761 | 24.1329 | -10.4055
5879 | 25.7436 | -10.2743 | 25.7436 | -10.2743 | 24.1847 | -7.4763 | 24.1322 | -10.4061
5880 | 25.7438 | -10.2739 | 25.7438 | -10.2739 | 24.1845 | -7.4764 | 24.1315 | -10.4067
5881 | 25.744 | -10.2734 | 25.744 | -10.2734 | 24.1843 | -7.4766 | 24.1308 | -10.4073
5882 | 25.7442 | -10.2729 | 25.7442 | -10.2729 | 24.1841 | -7.4767 | 24.1302 | -10.4079
5883 | 25.7443 | -10.2725 | 25.7443 | -10.2725 | 24.1838 | -7.4769 | 24.1295 | -10.4085
5884 | 25.7445 | -10.272 | 25.7445 | -10.272 | 24.1836 | -7.477 | 24.1288 | -10.4092
5885 | 25.7446 | -10.2716 | 25.7446 | -10.2716 | 24.1834 | -7.4772 | 24.1281 | -10.4098
5886 | 25.7448 | -10.2711 | 25.7448 | -10.2711 | 24.1832 | -7.4773 | 24.1274 | -10.4104
5887 | 25.7449 | -10.2707 | 25.7449 | -10.2707 | 24.183 | -7.4775 | 24.1268 | -10.411
5888 | 25.7451 | -10.2702 | 25.7451 | -10.2702 | 24.1828 | -7.4776 | 24.1261 | -10.4116
5889 | 25.7452 | -10.2698 | 25.7452 | -10.2698 | 24.1826 | -7.4778 | 24.1254 | -10.4122
5890 | 25.7453 | -10.2694 | 25.7453 | -10.2694 | 24.1824 | -7.4779 | 24.1247 | -10.4128
5891 | 25.7454 | -10.269 | 25.7454 | -10.269 | 24.1822 | -7.4781 | 24.124 | -10.4134
5892 | 25.7455 | -10.2686 | 25.7455 | -10.2686 | 24.182 | -7.4783 | 24.1233 | -10.414
5893 | 25.7457 | -10.2681 | 25.7457 | -10.2681 | 24.1818 | -7.4784 | 24.1227 | -10.4146
5894 | 25.7458 | -10.2677 | 25.7458 | -10.2677 | 24.1816 | -7.4786 | 24.122 | -10.4153
5895 | 25.7459 | -10.2673 | 25.7459 | -10.2673 | 24.1814 | -7.4787 | 24.1213 | -10.4159
5896 | 25.7459 | -10.267 | 25.7459 | -10.267 | 24.1812 | -7.4789 | 24.1206 | -10.4165
5897 | 25.746 | -10.2666 | 25.746 | -10.2666 | 24.181 | -7.479 | 24.1199 | -10.4171
5898 | 25.7461 | -10.2662 | 25.7461 | -10.2662 | 24.1808 | -7.4792 | 24.1193 | -10.4177
5899 | 25.7462 | -10.2658 | 25.7462 | -10.2658 | 24.1806 | -7.4793 | 24.1186 | -10.4183
5900 | 25.7462 | -10.2655 | 25.7462 | -10.2655 | 24.1804 | -7.4795 | 24.1179 | -10.4189
5901 | 25.7463 | -10.2651 | 25.7463 | -10.2651 | 24.1802 | -7.4796 | 24.1172 | -10.4195
5902 | 25.7464 | -10.2648 | 25.7464 | -10.2648 | 24.18 | -7.4798 | 24.1165 | -10.4201
5903 | 25.7464 | -10.2644 | 25.7464 | -10.2644 | 24.1798 | -7.4799 | 24.1158 | -10.4208
5904 | 25.7465 | -10.2641 | 25.7465 | -10.2641 | 24.1796 | -7.4801 | 24.1152 | -10.4214
5905 | 25.7465 | -10.2637 | 25.7465 | -10.2637 | 24.1794 | -7.4803 | 24.1145 | -10.422
5906 | 25.7465 | -10.2634 | 25.7465 | -10.2634 | 24.1792 | -7.4804 | 24.1138 | -10.4226
5907 | 25.7465 | -10.2631 | 25.7465 | -10.2631 | 24.179 | -7.4806 | 24.1131 | -10.4232
5908 | 25.7466 | -10.2628 | 25.7466 | -10.2628 | 24.1786 | -7.4808 | 24.1126 | -10.4236
5909 | 25.7466 | -10.2625 | 25.7466 | -10.2625 | 24.1783 | -7.4811 | 24.1122 | -10.424
5910 | 25.7466 | -10.2622 | 25.7466 | -10.2622 | 24.178 | -7.4814 | 24.1117 | -10.4244
5911 | 25.7466 | -10.2619 | 25.7466 | -10.2619 | 24.1776 | -7.4817 | 24.1112 | -10.4249
5912 | 25.7465 | -10.2616 | 25.7465 | -10.2616 | 24.1773 | -7.482 | 24.1107 | -10.4253
5913 | 25.7465 | -10.2613 | 25.7465 | -10.2613 | 24.177 | -7.4822 | 24.1102 | -10.4257
5914 | 25.7465 | -10.261 | 25.7465 | -10.261 | 24.1766 | -7.4825 | 24.1097 | -10.4261
5915 | 25.7465 | -10.2608 | 25.7465 | -10.2608 | 24.1763 | -7.4828 | 24.1093 | -10.4265
5916 | 25.7464 | -10.2605 | 25.7464 | -10.2605 | 24.176 | -7.4831 | 24.1088 | -10.4269
5917 | 25.7464 | -10.2603 | 25.7464 | -10.2603 | 24.1756 | -7.4834 | 24.1083 | -10.4273
5918 | 25.7463 | -10.26 | 25.7463 | -10.26 | 24.1753 | -7.4837 | 24.1078 | -10.4277
5919 | 25.7463 | -10.2598 | 25.7463 | -10.2598 | 24.175 | -7.484 | 24.1073 | -10.4281
5920 | 25.7462 | -10.2596 | 25.7462 | -10.2596 | 24.1746 | -7.4842 | 24.1069 | -10.4286
5921 | 25.7461 | -10.2593 | 25.7461 | -10.2593 | 24.1743 | -7.4845 | 24.1064 | -10.429
5922 | 25.746 | -10.2591 | 25.746 | -10.2591 | 24.174 | -7.4848 | 24.1059 | -10.4294
5923 | 25.7459 | -10.2589 | 25.7459 | -10.2589 | 24.1736 | -7.4851 | 24.1054 | -10.4298
5924 | 25.7458 | -10.2587 | 25.7458 | -10.2587 | 24.1733 | -7.4854 | 24.1049 | -10.4302
5925 | 25.7457 | -10.2585 | 25.7457 | -10.2585 | 24.173 | -7.4856 | 24.1044 | -10.4306
5926 | 25.7456 | -10.2584 | 25.7456 | -10.2584 | 24.1726 | -7.4859 | 24.104 | -10.431
5927 | 25.7455 | -10.2582 | 25.7455 | -10.2582 | 24.1723 | -7.4862 | 24.1035 | -10.4314
5928 | 25.7453 | -10.258 | 25.7453 | -10.258 | 24.172 | -7.4865 | 24.103 | -10.4319
5929 | 25.7452 | -10.2579 | 25.7452 | -10.2579 | 24.1716 | -7.4868 | 24.1025 | -10.4323
5930 | 25.7451 | -10.2577 | 25.7451 | -10.2577 | 24.1713 | -7.4871 | 24.102 | -10.4327
5931 | 25.7449 | -10.2576 | 25.7449 | -10.2576 | 24.171 | -7.4874 | 24.1015 | -10.4331
5932 | 25.7447 | -10.2574 | 25.7447 | -10.2574 | 24.1706 | -7.4876 | 24.1011 | -10.4335
5933 | 25.7446 | -10.2573 | 25.7446 | -10.2573 | 24.1703 | -7.4879 | 24.1006 | -10.4339
5934 | 25.7444 | -10.2572 | 25.7444 | -10.2572 | 24.17 | -7.4882 | 24.1001 | -10.4343
5935 | 25.7442 | -10.2571 | 25.7442 | -10.2571 | 24.1696 | -7.4885 | 24.0996 | -10.4347
5936 | 25.744 | -10.257 | 25.744 | -10.257 | 24.1693 | -7.4888 | 24.0991 | -10.4352
5937 | 25.7438 | -10.2569 | 25.7438 | -10.2569 | 24.169 | -7.489 | 24.0987 | -10.4356
5938 | 25.7436 | -10.2568 | 25.7436 | -10.2568 | 24.1686 | -7.4893 | 24.0982 | -10.436
5939 | 25.7434 | -10.2567 | 25.7434 | -10.2567 | 24.1683 | -7.4896 | 24.0977 | -10.4364
5940 | 25.7431 | -10.2567 | 25.7431 | -10.2567 | 24.168 | -7.4899 | 24.0972 | -10.4368
5941 | 25.7429 | -10.2566 | 25.7429 | -10.2566 | 24.1676 | -7.4902 | 24.0967 | -10.4372
5942 | 25.7426 | -10.2565 | 25.7426 | -10.2565 | 24.1673 | -7.4905 | 24.0962 | -10.4376
5943 | 25.7424 | -10.2565 | 25.7424 | -10.2565 | 24.167 | -7.4907 | 24.0958 | -10.438
5944 | 25.7421 | -10.2565 | 25.7421 | -10.2565 | 24.1666 | -7.491 | 24.0953 | -10.4385
5945 | 25.7418 | -10.2564 | 25.7418 | -10.2564 | 24.1663 | -7.4913 | 24.0948 | -10.4389
5946 | 25.7416 | -10.2564 | 25.7416 | -10.2564 | 24.166 | -7.4916 | 24.0943 | -10.4393
5947 | 25.7413 | -10.2564 | 25.7413 | -10.2564 | 24.1656 | -7.4919 | 24.0938 | -10.4397
5948 | 25.741 | -10.2564 | 25.741 | -10.2564 | 24.1653 | -7.4922 | 24.0933 | -10.4401
5949 | 25.7407 | -10.2564 | 25.7407 | -10.2564 | 24.165 | -7.4924 | 24.0929 | -10.4405
5950 | 25.7404 | -10.2564 | 25.7404 | -10.2564 | 24.1646 | -7.4927 | 24.0924 | -10.4409
5951 | 25.74 | -10.2565 | 25.74 | -10.2565 | 24.1643 | -7.493 | 24.0919 | -10.4413
5952 | 25.7397 | -10.2565 | 25.7397 | -10.2565 | 24.164 | -7.4933 | 24.0914 | -10.4417
5953 | 25.7394 | -10.2565 | 25.7394 | -10.2565 | 24.1636 | -7.4936 | 24.0909 | -10.4422
5954 | 25.739 | -10.2566 | 25.739 | -10.2566 | 24.1633 | -7.4939 | 24.0905 | -10.4426
5955 | 25.7386 | -10.2567 | 25.7386 | -10.2567 | 24.163 | -7.4941 | 24.09 | -10.443
5956 | 25.7383 | -10.2567 | 25.7383 | -10.2567 | 24.1626 | -7.4944 | 24.0895 | -10.4434
5957 | 25.7379 | -10.2568 | 25.7379 | -10.2568 | 24.1623 | -7.4947 | 24.089 | -10.4438
5958 | 25.7375 | -10.2569 | 25.7375 | -10.2569 | 24.1621 | -7.4949 | 24.0883 | -10.4444
5959 | 25.7371 | -10.257 | 25.7371 | -10.257 | 24.1619 | -7.495 | 24.0876 | -10.445
5960 | 25.7367 | -10.2571 | 25.7367 | -10.2571 | 24.1616 | -7.4952 | 24.087 | -10.4456
5961 | 25.7363 | -10.2572 | 25.7363 | -10.2572 | 24.1614 | -7.4954 | 24.0863 | -10.4463
5962 | 25.7359 | -10.2573 | 25.7359 | -10.2573 | 24.1612 | -7.4956 | 24.0856 | -10.4469
5963 | 25.7354 | -10.2575 | 25.7354 | -10.2575 | 24.161 | -7.4958 | 24.0849 | -10.4475
5964 | 25.735 | -10.2576 | 25.735 | -10.2576 | 24.1607 | -7.4959 | 24.0842 | -10.4481
5965 | 25.7345 | -10.2578 | 25.7345 | -10.2578 | 24.1605 | -7.4961 | 24.0835 | -10.4487
5966 | 25.7341 | -10.2579 | 25.7341 | -10.2579 | 24.1603 | -7.4963 | 24.0829 | -10.4493
5967 | 25.7336 | -10.2581 | 25.7336 | -10.2581 | 24.1601 | -7.4964 | 24.0822 | -10.4499
5968 | 25.7331 | -10.2583 | 25.7331 | -10.2583 | 24.1599 | -7.4966 | 24.0815 | -10.4506
5969 | 25.7327 | -10.2585 | 25.7327 | -10.2585 | 24.1596 | -7.4968 | 24.0808 | -10.4512
5970 | 25.7322 | -10.2587 | 25.7322 | -10.2587 | 24.1594 | -7.497 | 24.0801 | -10.4518
5971 | 25.7317 | -10.2589 | 25.7317 | -10.2589 | 24.1592 | -7.4971 | 24.0794 | -10.4524
5972 | 25.7311 | -10.2591 | 25.7311 | -10.2591 | 24.159 | -7.4973 | 24.0788 | -10.453
5973 | 25.7306 | -10.2593 | 25.7306 | -10.2593 | 24.1587 | -7.4975 | 24.0781 | -10.4536
5974 | 25.7301 | -10.2595 | 25.7301 | -10.2595 | 24.1585 | -7.4977 | 24.0774 | -10.4542
5975 | 25.7295 | -10.2598 | 25.7295 | -10.2598 | 24.1583 | -7.4978 | 24.0767 | -10.4548
5976 | 25.729 | -10.26 | 25.729 | -10.26 | 24.1581 | -7.498 | 24.076 | -10.4555
5977 | 25.7284 | -10.2603 | 25.7284 | -10.2603 | 24.1579 | -7.4982 | 24.0753 | -10.4561
5978 | 25.7279 | -10.2606 | 25.7279 | -10.2606 | 24.1576 | -7.4983 | 24.0747 | -10.4567
5979 | 25.7273 | -10.2608 | 25.7273 | -10.2608 | 24.1574 | -7.4985 | 24.074 | -10.4573
5980 | 25.7267 | -10.2611 | 25.7267 | -10.2611 | 24.1572 | -7.4987 | 24.0733 | -10.4579
5981 | 25.7261 | -10.2614 | 25.7261 | -10.2614 | 24.157 | -7.4989 | 24.0726 | -10.4585
5982 | 25.7255 | -10.2617 | 25.7255 | -10.2617 | 24.1567 | -7.499 | 24.0719 | -10.4591
5983 | 25.7249 | -10.2621 | 25.7249 | -10.2621 | 24.1565 | -7.4992 | 24.0712 | -10.4598
5984 | 25.7242 | -10.2624 | 25.7242 | -10.2624 | 24.1563 | -7.4994 | 24.0706 | -10.4604
5985 | 25.7236 | -10.2627 | 25.7236 | -10.2627 | 24.1561 | -7.4996 | 24.0699 | -10.461
5986 | 25.723 | -10.2631 | 25.723 | -10.2631 | 24.1558 | -7.4997 | 24.0692 | -10.4616
5987 | 25.7223 | -10.2634 | 25.7223 | -10.2634 | 24.1556 | -7.4999 | 24.0685 | -10.4622
5988 | 25.7216 | -10.2638 | 25.7216 | -10.2638 | 24.1554 | -7.5001 | 24.0678 | -10.4628
5989 | 25.721 | -10.2642 | 25.721 | -10.2642 | 24.1552 | -7.5002 | 24.0671 | -10.4634
5990 | 25.7203 | -10.2645 | 25.7203 | -10.2645 | 24.155 | -7.5004 | 24.0665 | -10.464
5991 | 25.7196 | -10.2649 | 25.7196 | -10.2649 | 24.1547 | -7.5006 | 24.0658 | -10.4647
5992 | 25.7189 | -10.2653 | 25.7189 | -10.2653 | 24.1545 | -7.5008 | 24.0651 | -10.4653
5993 | 25.7182 | -10.2657 | 25.7182 | -10.2657 | 24.1543 | -7.5009 | 24.0644 | -10.4659
5994 | 25.7175 | -10.2662 | 25.7175 | -10.2662 | 24.1541 | -7.5011 | 24.0637 | -10.4665
5995 | 25.7168 | -10.2666 | 25.7168 | -10.2666 | 24.1538 | -7.5013 | 24.063 | -10.4671
5996 | 25.716 | -10.267 | 25.716 | -10.267 | 24.1536 | -7.5015 | 24.0624 | -10.4677
5997 | 25.7153 | -10.2675 | 25.7153 | -10.2675 | 24.1534 | -7.5016 | 24.0617 | -10.4683
5998 | 25.7145 | -10.2679 | 25.7145 | -10.2679 | 24.1532 | -7.5018 | 24.061 | -10.469
5999 | 25.7138 | -10.2684 | 25.7138 | -10.2684 | 24.1529 | -7.502 | 24.0603 | -10.4696
6000 | 25.713 | -10.2689 | 25.713 | -10.2689 | 24.1527 | -7.5022 | 24.0596 | -10.4702
6001 | 25.7122 | -10.2693 | 25.7122 | -10.2693 | 24.1525 | -7.5023 | 24.0589 | -10.4708
6002 | 25.7114 | -10.2698 | 25.7114 | -10.2698 | 24.1523 | -7.5025 | 24.0583 | -10.4714
6003 | 25.7106 | -10.2703 | 25.7106 | -10.2703 | 24.1521 | -7.5027 | 24.0576 | -10.472
6004 | 25.7098 | -10.2708 | 25.7098 | -10.2708 | 24.1518 | -7.5028 | 24.0569 | -10.4726
6005 | 25.709 | -10.2714 | 25.709 | -10.2714 | 24.1516 | -7.503 | 24.0562 | -10.4732
6006 | 25.7082 | -10.2719 | 25.7082 | -10.2719 | 24.1514 | -7.5032 | 24.0555 | -10.4739
6007 | 25.7073 | -10.2724 | 25.7073 | -10.2724 | 24.1512 | -7.5034 | 24.0548 | -10.4745
6008 | 25.7065 | -10.273 | 25.7065 | -10.273 | 24.1511 | -7.5034 | 24.0546 | -10.4747
6009 | 25.7056 | -10.2735 | 25.7056 | -10.2735 | 24.151 | -7.5035 | 24.0543 | -10.4749
6010 | 25.7048 | -10.2741 | 25.7048 | -10.2741 | 24.1509 | -7.5035 | 24.054 | -10.4751
6011 | 25.7039 | -10.2746 | 25.7039 | -10.2746 | 24.1507 | -7.5036 | 24.0537 | -10.4753
6012 | 25.703 | -10.2752 | 25.703 | -10.2752 | 24.1506 | -7.5036 | 24.0534 | -10.4755
6013 | 25.7021 | -10.2758 | 25.7021 | -10.2758 | 24.1505 | -7.5037 | 24.0531 | -10.4758
6014 | 25.7012 | -10.2764 | 25.7012 | -10.2764 | 24.1504 | -7.5037 | 24.0529 | -10.476
6015 | 25.7003 | -10.277 | 25.7003 | -10.277 | 24.1503 | -7.5038 | 24.0526 | -10.4762
6016 | 25.6994 | -10.2776 | 25.6994 | -10.2776 | 24.1502 | -7.5038 | 24.0523 | -10.4764
6017 | 25.6985 | -10.2783 | 25.6985 | -10.2783 | 24.1501 | -7.5039 | 24.052 | -10.4766
6018 | 25.6976 | -10.2789 | 25.6976 | -10.2789 | 24.15 | -7.5039 | 24.0517 | -10.4768
6019 | 25.6966 | -10.2795 | 25.6966 | -10.2795 | 24.1499 | -7.504 | 24.0514 | -10.4771
6020 | 25.6957 | -10.2802 | 25.6957 | -10.2802 | 24.1498 | -7.5041 | 24.0511 | -10.4773
6021 | 25.6947 | -10.2808 | 25.6947 | -10.2808 | 24.1497 | -7.5041 | 24.0509 | -10.4775
6022 | 25.6937 | -10.2815 | 25.6937 | -10.2815 | 24.1496 | -7.5042 | 24.0506 | -10.4777
6023 | 25.6928 | -10.2822 | 25.6928 | -10.2822 | 24.1495 | -7.5042 | 24.0503 | -10.4779
6024 | 25.6918 | -10.2829 | 25.6918 | -10.2829 | 24.1494 | -7.5043 | 24.05 | -10.4781
6025 | 25.6908 | -10.2835 | 25.6908 | -10.2835 | 24.1493 | -7.5043 | 24.0497 | -10.4783
6026 | 25.6898 | -10.2842 | 25.6898 | -10.2842 | 24.1492 | -7.5044 | 24.0494 | -10.4786
6027 | 25.6888 | -10.285 | 25.6888 | -10.285 | 24.1491 | -7.5044 | 24.0492 | -10.4788
6028 | 25.6878 | -10.2857 | 25.6878 | -10.2857 | 24.149 | -7.5045 | 24.0489 | -10.479
6029 | 25.6868 | -10.2864 | 25.6868 | -10.2864 | 24.1489 | -7.5046 | 24.0486 | -10.4792
6030 | 25.6857 | -10.2871 | 25.6857 | -10.2871 | 24.1488 | -7.5046 | 24.0483 | -10.4794
6031 | 25.6847 | -10.2879 | 25.6847 | -10.2879 | 24.1487 | -7.5047 | 24.048 | -10.4796
6032 | 25.6836 | -10.2886 | 25.6836 | -10.2886 | 24.1486 | -7.5047 | 24.0477 | -10.4798
6033 | 25.6826 | -10.2894 | 25.6826 | -10.2894 | 24.1485 | -7.5048 | 24.0475 | -10.4801
6034 | 25.6815 | -10.2901 | 25.6815 | -10.2901 | 24.1484 | -7.5048 | 24.0472 | -10.4803
6035 | 25.6804 | -10.2909 | 25.6804 | -10.2909 | 24.1483 | -7.5049 | 24.0469 | -10.4805
6036 | 25.6794 | -10.2917 | 25.6794 | -10.2917 | 24.1481 | -7.5049 | 24.0466 | -10.4807
6037 | 25.6783 | -10.2925 | 25.6783 | -10.2925 | 24.148 | -7.505 | 24.0463 | -10.4809
6038 | 25.6772 | -10.2933 | 25.6772 | -10.2933 | 24.1479 | -7.505 | 24.046 | -10.4811
6039 | 25.6761 | -10.2941 | 25.6761 | -10.2941 | 24.1478 | -7.5051 | 24.0457 | -10.4813
6040 | 25.675 | -10.2949 | 25.675 | -10.2949 | 24.1477 | -7.5052 | 24.0455 | -10.4816
6041 | 25.6739 | -10.2957 | 25.6739 | -10.2957 | 24.1476 | -7.5052 | 24.0452 | -10.4818
6042 | 25.6727 | -10.2965 | 25.6727 | -10.2965 | 24.1475 | -7.5053 | 24.0449 | -10.482
6043 | 25.6716 | -10.2974 | 25.6716 | -10.2974 | 24.1474 | -7.5053 | 24.0446 | -10.4822
6044 | 25.6705 | -10.2982 | 25.6705 | -10.2982 | 24.1473 | -7.5054 | 24.0443 | -10.4824
6045 | 25.6693 | -10.2991 | 25.6693 | -10.2991 | 24.1472 | -7.5054 | 24.044 | -10.4826
6046 | 25.6681 | -10.2999 | 25.6681 | -10.2999 | 24.1471 | -7.5055 | 24.0438 | -10.4828
6047 | 25.667 | -10.3008 | 25.667 | -10.3008 | 24.147 | -7.5055 | 24.0435 | -10.4831
6048 | 25.6658 | -10.3016 | 25.6658 | -10.3016 | 24.1469 | -7.5056 | 24.0432 | -10.4833
6049 | 25.6646 | -10.3025 | 25.6646 | -10.3025 | 24.1468 | -7.5056 | 24.0429 | -10.4835
6050 | 25.6634 | -10.3034 | 25.6634 | -10.3034 | 24.1467 | -7.5057 | 24.0426 | -10.4837
6051 | 25.6623 | -10.3043 | 25.6623 | -10.3043 | 24.1466 | -7.5057 | 24.0423 | -10.4839
6052 | 25.6611 | -10.3052 | 25.6611 | -10.3052 | 24.1465 | -7.5058 | 24.0421 | -10.4841
6053 | 25.6598 | -10.3061 | 25.6598 | -10.3061 | 24.1464 | -7.5059 | 24.0418 | -10.4843
6054 | 25.6586 | -10.307 | 25.6586 | -10.307 | 24.1463 | -7.5059 | 24.0415 | -10.4846
6055 | 25.6574 | -10.3079 | 25.6574 | -10.3079 | 24.1462 | -7.506 | 24.0412 | -10.4848
6056 | 25.6562 | -10.3089 | 25.6562 | -10.3089 | 24.1461 | -7.506 | 24.0409 | -10.485
6057 | 25.655 | -10.3098 | 25.655 | -10.3098 | 24.146 | -7.5061 | 24.0406 | -10.4852
6058 | 25.6537 | -10.3107 | 25.6537 | -10.3107 | 24.1455 | -7.5065 | 24.0401 | -10.4856
6059 | 25.6525 | -10.3117 | 25.6525 | -10.3117 | 24.145 | -7.5069 | 24.0397 | -10.486
6060 | 25.6512 | -10.3126 | 25.6512 | -10.3126 | 24.1446 | -7.5073 | 24.0392 | -10.4864
6061 | 25.6499 | -10.3136 | 25.6499 | -10.3136 | 24.1441 | -7.5077 | 24.0387 | -10.4869
6062 | 25.6487 | -10.3146 | 25.6487 | -10.3146 | 24.1437 | -7.5081 | 24.0382 | -10.4873
6063 | 25.6474 | -10.3155 | 25.6474 | -10.3155 | 24.1432 | -7.5085 | 24.0377 | -10.4877
6064 | 25.6461 | -10.3165 | 25.6461 | -10.3165 | 24.1427 | -7.5089 | 24.0372 | -10.4881
6065 | 25.6448 | -10.3175 | 25.6448 | -10.3175 | 24.1423 | -7.5094 | 24.0367 | -10.4885
6066 | 25.6435 | -10.3185 | 25.6435 | -10.3185 | 24.1418 | -7.5098 | 24.0363 | -10.4889
6067 | 25.6422 | -10.3195 | 25.6422 | -10.3195 | 24.1414 | -7.5102 | 24.0358 | -10.4894
6068 | 25.6409 | -10.3205 | 25.6409 | -10.3205 | 24.1409 | -7.5106 | 24.0353 | -10.4898
6069 | 25.6396 | -10.3215 | 25.6396 | -10.3215 | 24.1405 | -7.511 | 24.0348 | -10.4902
6070 | 25.6383 | -10.3226 | 25.6383 | -10.3226 | 24.14 | -7.5114 | 24.0343 | -10.4906
6071 | 25.637 | -10.3236 | 25.637 | -10.3236 | 24.1395 | -7.5118 | 24.0338 | -10.491
6072 | 25.6356 | -10.3246 | 25.6356 | -10.3246 | 24.1391 | -7.5122 | 24.0334 | -10.4914
6073 | 25.6343 | -10.3256 | 25.6343 | -10.3256 | 24.1386 | -7.5126 | 24.0329 | -10.4919
6074 | 25.633 | -10.3267 | 25.633 | -10.3267 | 24.1382 | -7.513 | 24.0324 | -10.4923
6075 | 25.6316 | -10.3277 | 25.6316 | -10.3277 | 24.1377 | -7.5134 | 24.0319 | -10.4927
6076 | 25.6303 | -10.3288 | 25.6303 | -10.3288 | 24.1372 | -7.5138 | 24.0314 | -10.4931
6077 | 25.6289 | -10.3299 | 25.6289 | -10.3299 | 24.1368 | -7.5143 | 24.0309 | -10.4935
6078 | 25.6275 | -10.3309 | 25.6275 | -10.3309 | 24.1363 | -7.5147 | 24.0304 | -10.4939
6079 | 25.6262 | -10.332 | 25.6262 | -10.332 | 24.1359 | -7.5151 | 24.03 | -10.4943
6080 | 25.6248 | -10.3331 | 25.6248 | -10.3331 | 24.1354 | -7.5155 | 24.0295 | -10.4948
6081 | 25.6234 | -10.3341 | 25.6234 | -10.3341 | 24.1349 | -7.5159 | 24.029 | -10.4952
6082 | 25.622 | -10.3352 | 25.622 | -10.3352 | 24.1345 | -7.5163 | 24.0285 | -10.4956
6083 | 25.6206 | -10.3363 | 25.6206 | -10.3363 | 24.134 | -7.5167 | 24.028 | -10.496
6084 | 25.6192 | -10.3374 | 25.6192 | -10.3374 | 24.1336 | -7.5171 | 24.0275 | -10.4964
6085 | 25.6178 | -10.3385 | 25.6178 | -10.3385 | 24.1331 | -7.5175 | 24.027 | -10.4968
6086 | 25.6164 | -10.3396 | 25.6164 | -10.3396 | 24.1327 | -7.5179 | 24.0266 | -10.4973
6087 | 25.615 | -10.3408 | 25.615 | -10.3408 | 24.1322 | -7.5183 | 24.0261 | -10.4977
6088 | 25.6136 | -10.3419 | 25.6136 | -10.3419 | 24.1317 | -7.5188 | 24.0256 | -10.4981
6089 | 25.6121 | -10.343 | 25.6121 | -10.343 | 24.1313 | -7.5192 | 24.0251 | -10.4985
6090 | 25.6107 | -10.3441 | 25.6107 | -10.3441 | 24.1308 | -7.5196 | 24.0246 | -10.4989
6091 | 25.6093 | -10.3453 | 25.6093 | -10.3453 | 24.1304 | -7.52 | 24.0241 | -10.4993
6092 | 25.6078 | -10.3464 | 25.6078 | -10.3464 | 24.1299 | -7.5204 | 24.0237 | -10.4998
6093 | 25.6064 | -10.3475 | 25.6064 | -10.3475 | 24.1294 | -7.5208 | 24.0232 | -10.5002
6094 | 25.605 | -10.3487 | 25.605 | -10.3487 | 24.129 | -7.5212 | 24.0227 | -10.5006
6095 | 25.6035 | -10.3498 | 25.6035 | -10.3498 | 24.1285 | -7.5216 | 24.0222 | -10.501
6096 | 25.602 | -10.351 | 25.602 | -10.351 | 24.1281 | -7.522 | 24.0217 | -10.5014
6097 | 25.6006 | -10.3522 | 25.6006 | -10.3522 | 24.1276 | -7.5224 | 24.0212 | -10.5018
6098 | 25.5991 | -10.3533 | 25.5991 | -10.3533 | 24.1272 | -7.5229 | 24.0207 | -10.5022
6099 | 25.5976 | -10.3545 | 25.5976 | -10.3545 | 24.1267 | -7.5233 | 24.0203 | -10.5027
6100 | 25.5962 | -10.3557 | 25.5962 | -10.3557 | 24.1262 | -7.5237 | 24.0198 | -10.5031
6101 | 25.5947 | -10.3568 | 25.5947 | -10.3568 | 24.1258 | -7.5241 | 24.0193 | -10.5035
6102 | 25.5932 | -10.358 | 25.5932 | -10.358 | 24.1253 | -7.5245 | 24.0188 | -10.5039
6103 | 25.5917 | -10.3592 | 25.5917 | -10.3592 | 24.1249 | -7.5249 | 24.0183 | -10.5043
6104 | 25.5902 | -10.3604 | 25.5902 | -10.3604 | 24.1244 | -7.5253 | 24.0178 | -10.5047
6105 | 25.5887 | -10.3616 | 25.5887 | -10.3616 | 24.1239 | -7.5257 | 24.0173 | -10.5052
6106 | 25.5872 | -10.3628 | 25.5872 | -10.3628 | 24.1235 | -7.5261 | 24.0169 | -10.5056
6107 | 25.5857 | -10.364 | 25.5857 | -10.364 | 24.123 | -7.5265 | 24.0164 | -10.506
6108 | 25.5842 | -10.3652 | 25.5842 | -10.3652 | 24.1224 | -7.5271 | 24.0159 | -10.5064
6109 | 25.5827 | -10.3664 | 25.5827 | -10.3664 | 24.1218 | -7.5277 | 24.0154 | -10.5068
6110 | 25.5812 | -10.3676 | 25.5812 | -10.3676 | 24.1212 | -7.5282 | 24.0149 | -10.5072
6111 | 25.5797 | -10.3688 | 25.5797 | -10.3688 | 24.1206 | -7.5288 | 24.0144 | -10.5077
6112 | 25.5782 | -10.3701 | 25.5782 | -10.3701 | 24.12 | -7.5293 | 24.0139 | -10.5081
6113 | 25.5766 | -10.3713 | 25.5766 | -10.3713 | 24.1194 | -7.5299 | 24.0135 | -10.5085
6114 | 25.5751 | -10.3725 | 25.5751 | -10.3725 | 24.1188 | -7.5305 | 24.013 | -10.5089
6115 | 25.5736 | -10.3737 | 25.5736 | -10.3737 | 24.1181 | -7.531 | 24.0125 | -10.5093
6116 | 25.5721 | -10.375 | 25.5721 | -10.375 | 24.1175 | -7.5316 | 24.012 | -10.5097
6117 | 25.5705 | -10.3762 | 25.5705 | -10.3762 | 24.1169 | -7.5321 | 24.0115 | -10.5102
6118 | 25.569 | -10.3774 | 25.569 | -10.3774 | 24.1163 | -7.5327 | 24.011 | -10.5106
6119 | 25.5674 | -10.3787 | 25.5674 | -10.3787 | 24.1157 | -7.5333 | 24.0105 | -10.511
6120 | 25.5659 | -10.3799 | 25.5659 | -10.3799 | 24.1151 | -7.5338 | 24.0101 | -10.5114
6121 | 25.5644 | -10.3812 | 25.5644 | -10.3812 | 24.1145 | -7.5344 | 24.0096 | -10.5118
6122 | 25.5628 | -10.3824 | 25.5628 | -10.3824 | 24.1139 | -7.5349 | 24.0091 | -10.5122
6123 | 25.5613 | -10.3837 | 25.5613 | -10.3837 | 24.1133 | -7.5355 | 24.0086 | -10.5127
6124 | 25.5597 | -10.3849 | 25.5597 | -10.3849 | 24.1127 | -7.5361 | 24.0081 | -10.5131
6125 | 25.5582 | -10.3862 | 25.5582 | -10.3862 | 24.1121 | -7.5366 | 24.0076 | -10.5135
6126 | 25.5566 | -10.3874 | 25.5566 | -10.3874 | 24.1114 | -7.5372 | 24.0071 | -10.5139
6127 | 25.555 | -10.3887 | 25.555 | -10.3887 | 24.1108 | -7.5377 | 24.0067 | -10.5143
6128 | 25.5535 | -10.3899 | 25.5535 | -10.3899 | 24.1102 | -7.5383 | 24.0062 | -10.5147
6129 | 25.5519 | -10.3912 | 25.5519 | -10.3912 | 24.1096 | -7.5389 | 24.0057 | -10.5152
6130 | 25.5503 | -10.3925 | 25.5503 | -10.3925 | 24.109 | -7.5394 | 24.0052 | -10.5156
6131 | 25.5488 | -10.3937 | 25.5488 | -10.3937 | 24.1084 | -7.54 | 24.0047 | -10.516
6132 | 25.5472 | -10.395 | 25.5472 | -10.395 | 24.1078 | -7.5405 | 24.0042 | -10.5164
6133 | 25.5456 | -10.3963 | 25.5456 | -10.3963 | 24.1072 | -7.5411 | 24.0037 | -10.5168
6134 | 25.5441 | -10.3976 | 25.5441 | -10.3976 | 24.1066 | -7.5417 | 24.0032 | -10.5172
6135 | 25.5425 | -10.3988 | 25.5425 | -10.3988 | 24.106 | -7.5422 | 24.0028 | -10.5177
6136 | 25.5409 | -10.4001 | 25.5409 | -10.4001 | 24.1054 | -7.5428 | 24.0023 | -10.5181
6137 | 25.5393 | -10.4014 | 25.5393 | -10.4014 | 24.1047 | -7.5433 | 24.0018 | -10.5185
6138 | 25.5378 | -10.4027 | 25.5378 | -10.4027 | 24.1041 | -7.5439 | 24.0013 | -10.5189
6139 | 25.5362 | -10.4039 | 25.5362 | -10.4039 | 24.1035 | -7.5445 | 24.0008 | -10.5193
6140 | 25.5346 | -10.4052 | 25.5346 | -10.4052 | 24.1029 | -7.545 | 24.0003 | -10.5197
6141 | 25.533 | -10.4065 | 25.533 | -10.4065 | 24.1023 | -7.5456 | 23.9998 | -10.5202
6142 | 25.5314 | -10.4078 | 25.5314 | -10.4078 | 24.1017 | -7.5461 | 23.9994 | -10.5206
6143 | 25.5299 | -10.4091 | 25.5299 | -10.4091 | 24.1011 | -7.5467 | 23.9989 | -10.521
6144 | 25.5283 | -10.4103 | 25.5283 | -10.4103 | 24.1005 | -7.5473 | 23.9984 | -10.5214
6145 | 25.5267 | -10.4116 | 25.5267 | -10.4116 | 24.0999 | -7.5478 | 23.9979 | -10.5218
6146 | 25.5251 | -10.4129 | 25.5251 | -10.4129 | 24.0993 | -7.5484 | 23.9974 | -10.5222
6147 | 25.5235 | -10.4142 | 25.5235 | -10.4142 | 24.0986 | -7.5489 | 23.9969 | -10.5227
6148 | 25.5219 | -10.4155 | 25.5219 | -10.4155 | 24.098 | -7.5495 | 23.9964 | -10.5231
6149 | 25.5203 | -10.4168 | 25.5203 | -10.4168 | 24.0974 | -7.5501 | 23.996 | -10.5235
6150 | 25.5188 | -10.418 | 25.5188 | -10.418 | 24.0968 | -7.5506 | 23.9955 | -10.5239
6151 | 25.5172 | -10.4193 | 25.5172 | -10.4193 | 24.0962 | -7.5512 | 23.995 | -10.5243
6152 | 25.5156 | -10.4206 | 25.5156 | -10.4206 | 24.0956 | -7.5517 | 23.9945 | -10.5247
6153 | 25.514 | -10.4219 | 25.514 | -10.4219 | 24.095 | -7.5523 | 23.994 | -10.5252
6154 | 25.5124 | -10.4232 | 25.5124 | -10.4232 | 24.0944 | -7.5529 | 23.9935 | -10.5256
6155 | 25.5108 | -10.4245 | 25.5108 | -10.4245 | 24.0938 | -7.5534 | 23.993 | -10.526
6156 | 25.5092 | -10.4257 | 25.5092 | -10.4257 | 24.0932 | -7.554 | 23.9926 | -10.5264
6157 | 25.5077 | -10.427 | 25.5077 | -10.427 | 24.0926 | -7.5545 | 23.9921 | -10.5268
6158 | 25.5061 | -10.4283 | 25.5061 | -10.4283 | 24.0919 | -7.5551 | 23.992 | -10.5269
6159 | 25.5045 | -10.4296 | 25.5045 | -10.4296 | 24.0913 | -7.5557 | 23.9919 | -10.5269
6160 | 25.5029 | -10.4309 | 25.5029 | -10.4309 | 24.0906 | -7.5563 | 23.9918 | -10.5269
6161 | 25.5013 | -10.4322 | 25.5013 | -10.4322 | 24.09 | -7.5569 | 23.9917 | -10.5269
6162 | 25.4997 | -10.4334 | 25.4997 | -10.4334 | 24.0893 | -7.5575 | 23.9916 | -10.5269
6163 | 25.4982 | -10.4347 | 25.4982 | -10.4347 | 24.0887 | -7.5581 | 23.9915 | -10.5269
6164 | 25.4966 | -10.436 | 25.4966 | -10.436 | 24.0881 | -7.5587 | 23.9915 | -10.527
6165 | 25.495 | -10.4373 | 25.495 | -10.4373 | 24.0874 | -7.5593 | 23.9914 | -10.527
6166 | 25.4934 | -10.4386 | 25.4934 | -10.4386 | 24.0868 | -7.5599 | 23.9913 | -10.527
6167 | 25.4918 | -10.4398 | 25.4918 | -10.4398 | 24.0861 | -7.5605 | 23.9912 | -10.527
6168 | 25.4903 | -10.4411 | 25.4903 | -10.4411 | 24.0855 | -7.5611 | 23.9911 | -10.527
6169 | 25.4887 | -10.4424 | 25.4887 | -10.4424 | 24.0849 | -7.5617 | 23.991 | -10.5271
6170 | 25.4871 | -10.4436 | 25.4871 | -10.4436 | 24.0842 | -7.5622 | 23.9909 | -10.5271
6171 | 25.4856 | -10.4449 | 25.4856 | -10.4449 | 24.0836 | -7.5628 | 23.9909 | -10.5271
6172 | 25.484 | -10.4462 | 25.484 | -10.4462 | 24.0829 | -7.5634 | 23.9908 | -10.5271
6173 | 25.4824 | -10.4474 | 25.4824 | -10.4474 | 24.0823 | -7.564 | 23.9907 | -10.5271
6174 | 25.4809 | -10.4487 | 25.4809 | -10.4487 | 24.0816 | -7.5646 | 23.9906 | -10.5271
6175 | 25.4793 | -10.45 | 25.4793 | -10.45 | 24.081 | -7.5652 | 23.9905 | -10.5272
6176 | 25.4777 | -10.4512 | 25.4777 | -10.4512 | 24.0804 | -7.5658 | 23.9904 | -10.5272
6177 | 25.4762 | -10.4525 | 25.4762 | -10.4525 | 24.0797 | -7.5664 | 23.9903 | -10.5272
6178 | 25.4746 | -10.4537 | 25.4746 | -10.4537 | 24.0791 | -7.567 | 23.9902 | -10.5272
6179 | 25.4731 | -10.455 | 25.4731 | -10.455 | 24.0784 | -7.5676 | 23.9902 | -10.5272
6180 | 25.4715 | -10.4562 | 25.4715 | -10.4562 | 24.0778 | -7.5682 | 23.9901 | -10.5272
6181 | 25.47 | -10.4575 | 25.47 | -10.4575 | 24.0772 | -7.5688 | 23.99 | -10.5273
6182 | 25.4684 | -10.4587 | 25.4684 | -10.4587 | 24.0765 | -7.5694 | 23.9899 | -10.5273
6183 | 25.4669 | -10.46 | 25.4669 | -10.46 | 24.0759 | -7.57 | 23.9898 | -10.5273
6184 | 25.4653 | -10.4612 | 25.4653 | -10.4612 | 24.0752 | -7.5705 | 23.9897 | -10.5273
6185 | 25.4638 | -10.4625 | 25.4638 | -10.4625 | 24.0746 | -7.5711 | 23.9896 | -10.5273
6186 | 25.4623 | -10.4637 | 25.4623 | -10.4637 | 24.0739 | -7.5717 | 23.9895 | -10.5274
6187 | 25.4607 | -10.4649 | 25.4607 | -10.4649 | 24.0733 | -7.5723 | 23.9895 | -10.5274
6188 | 25.4592 | -10.4661 | 25.4592 | -10.4661 | 24.0727 | -7.5729 | 23.9894 | -10.5274
6189 | 25.4577 | -10.4674 | 25.4577 | -10.4674 | 24.072 | -7.5735 | 23.9893 | -10.5274
6190 | 25.4561 | -10.4686 | 25.4561 | -10.4686 | 24.0714 | -7.5741 | 23.9892 | -10.5274
6191 | 25.4546 | -10.4698 | 25.4546 | -10.4698 | 24.0707 | -7.5747 | 23.9891 | -10.5274
6192 | 25.4531 | -10.471 | 25.4531 | -10.471 | 24.0701 | -7.5753 | 23.989 | -10.5275
6193 | 25.4516 | -10.4722 | 25.4516 | -10.4722 | 24.0694 | -7.5759 | 23.9889 | -10.5275
6194 | 25.4501 | -10.4734 | 25.4501 | -10.4734 | 24.0688 | -7.5765 | 23.9889 | -10.5275
6195 | 25.4486 | -10.4746 | 25.4486 | -10.4746 | 24.0682 | -7.5771 | 23.9888 | -10.5275
6196 | 25.4471 | -10.4758 | 25.4471 | -10.4758 | 24.0675 | -7.5777 | 23.9887 | -10.5275
6197 | 25.4456 | -10.477 | 25.4456 | -10.477 | 24.0669 | -7.5782 | 23.9886 | -10.5276
6198 | 25.4441 | -10.4782 | 25.4441 | -10.4782 | 24.0662 | -7.5788 | 23.9885 | -10.5276
6199 | 25.4426 | -10.4794 | 25.4426 | -10.4794 | 24.0656 | -7.5794 | 23.9884 | -10.5276
6200 | 25.4411 | -10.4806 | 25.4411 | -10.4806 | 24.065 | -7.58 | 23.9883 | -10.5276
6201 | 25.4396 | -10.4818 | 25.4396 | -10.4818 | 24.0643 | -7.5806 | 23.9882 | -10.5276
6202 | 25.4381 | -10.483 | 25.4381 | -10.483 | 24.0637 | -7.5812 | 23.9882 | -10.5276
6203 | 25.4367 | -10.4841 | 25.4367 | -10.4841 | 24.063 | -7.5818 | 23.9881 | -10.5277
6204 | 25.4352 | -10.4853 | 25.4352 | -10.4853 | 24.0624 | -7.5824 | 23.988 | -10.5277
6205 | 25.4337 | -10.4865 | 25.4337 | -10.4865 | 24.0617 | -7.583 | 23.9879 | -10.5277
6206 | 25.4323 | -10.4876 | 25.4323 | -10.4876 | 24.0611 | -7.5836 | 23.9878 | -10.5277
6207 | 25.4308 | -10.4888 | 25.4308 | -10.4888 | 24.0604 | -7.5842 | 23.9877 | -10.5277
6208 | 25.4294 | -10.4899 | 25.4294 | -10.4899 | 24.0595 | -7.585 | 23.9872 | -10.5282
6209 | 25.4279 | -10.4911 | 25.4279 | -10.4911 | 24.0587 | -7.5859 | 23.9867 | -10.5286
6210 | 25.4265 | -10.4922 | 25.4265 | -10.4922 | 24.0578 | -7.5867 | 23.9863 | -10.529
6211 | 25.425 | -10.4934 | 25.425 | -10.4934 | 24.0569 | -7.5876 | 23.9858 | -10.5294
6212 | 25.4236 | -10.4945 | 25.4236 | -10.4945 | 24.056 | -7.5884 | 23.9853 | -10.5298
6213 | 25.4222 | -10.4956 | 25.4222 | -10.4956 | 24.0551 | -7.5893 | 23.9848 | -10.5303
6214 | 25.4208 | -10.4967 | 25.4208 | -10.4967 | 24.0542 | -7.5901 | 23.9843 | -10.5307
6215 | 25.4193 | -10.4979 | 25.4193 | -10.4979 | 24.0533 | -7.591 | 23.9838 | -10.5311
6216 | 25.4179 | -10.499 | 25.4179 | -10.499 | 24.0524 | -7.5918 | 23.9833 | -10.5315
6217 | 25.4165 | -10.5001 | 25.4165 | -10.5001 | 24.0515 | -7.5926 | 23.9828 | -10.5319
6218 | 25.4151 | -10.5012 | 25.4151 | -10.5012 | 24.0506 | -7.5935 | 23.9824 | -10.5323
6219 | 25.4137 | -10.5023 | 25.4137 | -10.5023 | 24.0497 | -7.5943 | 23.9819 | -10.5328
6220 | 25.4123 | -10.5034 | 25.4123 | -10.5034 | 24.0488 | -7.5952 | 23.9814 | -10.5332
6221 | 25.4109 | -10.5045 | 25.4109 | -10.5045 | 24.0479 | -7.596 | 23.9809 | -10.5336
6222 | 25.4096 | -10.5055 | 25.4096 | -10.5055 | 24.047 | -7.5969 | 23.9804 | -10.534
6223 | 25.4082 | -10.5066 | 25.4082 | -10.5066 | 24.0462 | -7.5977 | 23.9799 | -10.5344
6224 | 25.4068 | -10.5077 | 25.4068 | -10.5077 | 24.0453 | -7.5985 | 23.9794 | -10.5349
6225 | 25.4054 | -10.5087 | 25.4054 | -10.5087 | 24.0444 | -7.5994 | 23.9789 | -10.5353
6226 | 25.4041 | -10.5098 | 25.4041 | -10.5098 | 24.0435 | -7.6002 | 23.9785 | -10.5357
6227 | 25.4027 | -10.5108 | 25.4027 | -10.5108 | 24.0426 | -7.6011 | 23.978 | -10.5361
6228 | 25.4014 | -10.5119 | 25.4014 | -10.5119 | 24.0417 | -7.6019 | 23.9775 | -10.5365
6229 | 25.4 | -10.5129 | 25.4 | -10.5129 | 24.0408 | -7.6028 | 23.977 | -10.537
6230 | 25.3987 | -10.514 | 25.3987 | -10.514 | 24.0399 | -7.6036 | 23.9765 | -10.5374
6231 | 25.3974 | -10.515 | 25.3974 | -10.515 | 24.039 | -7.6044 | 23.976 | -10.5378
6232 | 25.396 | -10.516 | 25.396 | -10.516 | 24.0381 | -7.6053 | 23.9755 | -10.5382
6233 | 25.3947 | -10.517 | 25.3947 | -10.517 | 24.0372 | -7.6061 | 23.975 | -10.5386
6234 | 25.3934 | -10.518 | 25.3934 | -10.518 | 24.0363 | -7.607 | 23.9746 | -10.5391
6235 | 25.3921 | -10.519 | 25.3921 | -10.519 | 24.0354 | -7.6078 | 23.9741 | -10.5395
6236 | 25.3908 | -10.52 | 25.3908 | -10.52 | 24.0345 | -7.6087 | 23.9736 | -10.5399
6237 | 25.3895 | -10.521 | 25.3895 | -10.521 | 24.0337 | -7.6095 | 23.9731 | -10.5403
6238 | 25.3882 | -10.522 | 25.3882 | -10.522 | 24.0328 | -7.6104 | 23.9726 | -10.5407
6239 | 25.387 | -10.523 | 25.387 | -10.523 | 24.0319 | -7.6112 | 23.9721 | -10.5412
6240 | 25.3857 | -10.524 | 25.3857 | -10.524 | 24.031 | -7.612 | 23.9716 | -10.5416
6241 | 25.3844 | -10.5249 | 25.3844 | -10.5249 | 24.0301 | -7.6129 | 23.9711 | -10.542
6242 | 25.3832 | -10.5259 | 25.3832 | -10.5259 | 24.0292 | -7.6137 | 23.9706 | -10.5424
6243 | 25.3819 | -10.5268 | 25.3819 | -10.5268 | 24.0283 | -7.6146 | 23.9702 | -10.5428
6244 | 25.3807 | -10.5278 | 25.3807 | -10.5278 | 24.0274 | -7.6154 | 23.9697 | -10.5432
6245 | 25.3794 | -10.5287 | 25.3794 | -10.5287 | 24.0265 | -7.6163 | 23.9692 | -10.5437
6246 | 25.3782 | -10.5296 | 25.3782 | -10.5296 | 24.0256 | -7.6171 | 23.9687 | -10.5441
6247 | 25.377 | -10.5306 | 25.377 | -10.5306 | 24.0247 | -7.618 | 23.9682 | -10.5445
6248 | 25.3757 | -10.5315 | 25.3757 | -10.5315 | 24.0238 | -7.6188 | 23.9677 | -10.5449
6249 | 25.3745 | -10.5324 | 25.3745 | -10.5324 | 24.0229 | -7.6196 | 23.9672 | -10.5453
6250 | 25.3733 | -10.5333 | 25.3733 | -10.5333 | 24.0221 | -7.6205 | 23.9667 | -10.5458
6251 | 25.3721 | -10.5342 | 25.3721 | -10.5342 | 24.0212 | -7.6213 | 23.9663 | -10.5462
6252 | 25.3709 | -10.5351 | 25.3709 | -10.5351 | 24.0203 | -7.6222 | 23.9658 | -10.5466
6253 | 25.3697 | -10.536 | 25.3697 | -10.536 | 24.0194 | -7.623 | 23.9653 | -10.547
6254 | 25.3686 | -10.5368 | 25.3686 | -10.5368 | 24.0185 | -7.6239 | 23.9648 | -10.5474
6255 | 25.3674 | -10.5377 | 25.3674 | -10.5377 | 24.0176 | -7.6247 | 23.9643 | -10.5479
6256 | 25.3662 | -10.5386 | 25.3662 | -10.5386 | 24.0167 | -7.6255 | 23.9638 | -10.5483
6257 | 25.3651 | -10.5394 | 25.3651 | -10.5394 | 24.0158 | -7.6264 | 23.9633 | -10.5487
6258 | 25.3639 | -10.5403 | 25.3639 | -10.5403 | 24.0152 | -7.6269 | 23.963 | -10.5489
6259 | 25.3628 | -10.5411 | 25.3628 | -10.5411 | 24.0146 | -7.6275 | 23.9628 | -10.5491
6260 | 25.3617 | -10.5419 | 25.3617 | -10.5419 | 24.0139 | -7.6281 | 23.9625 | -10.5494
6261 | 25.3605 | -10.5428 | 25.3605 | -10.5428 | 24.0133 | -7.6287 | 23.9622 | -10.5496
6262 | 25.3594 | -10.5436 | 25.3594 | -10.5436 | 24.0127 | -7.6293 | 23.9619 | -10.5498
6263 | 25.3583 | -10.5444 | 25.3583 | -10.5444 | 24.012 | -7.6299 | 23.9616 | -10.55
6264 | 25.3572 | -10.5452 | 25.3572 | -10.5452 | 24.0114 | -7.6304 | 23.9613 | -10.5502
6265 | 25.3561 | -10.546 | 25.3561 | -10.546 | 24.0108 | -7.631 | 23.961 | -10.5505
6266 | 25.355 | -10.5468 | 25.355 | -10.5468 | 24.0101 | -7.6316 | 23.9607 | -10.5507
6267 | 25.3539 | -10.5476 | 25.3539 | -10.5476 | 24.0095 | -7.6322 | 23.9604 | -10.5509
6268 | 25.3528 | -10.5483 | 25.3528 | -10.5483 | 24.0089 | -7.6328 | 23.9602 | -10.5511
6269 | 25.3518 | -10.5491 | 25.3518 | -10.5491 | 24.0083 | -7.6334 | 23.9599 | -10.5513
6270 | 25.3507 | -10.5499 | 25.3507 | -10.5499 | 24.0076 | -7.6339 | 23.9596 | -10.5516
6271 | 25.3497 | -10.5506 | 25.3497 | -10.5506 | 24.007 | -7.6345 | 23.9593 | -10.5518
6272 | 25.3486 | -10.5513 | 25.3486 | -10.5513 | 24.0064 | -7.6351 | 23.959 | -10.552
6273 | 25.3476 | -10.5521 | 25.3476 | -10.5521 | 24.0057 | -7.6357 | 23.9587 | -10.5522
6274 | 25.3466 | -10.5528 | 25.3466 | -10.5528 | 24.0051 | -7.6363 | 23.9584 | -10.5524
6275 | 25.3455 | -10.5535 | 25.3455 | -10.5535 | 24.0045 | -7.6368 | 23.9581 | -10.5527
6276 | 25.3445 | -10.5542 | 25.3445 | -10.5542 | 24.0038 | -7.6374 | 23.9578 | -10.5529
6277 | 25.3435 | -10.5549 | 25.3435 | -10.5549 | 24.0032 | -7.638 | 23.9576 | -10.5531
6278 | 25.3425 | -10.5556 | 25.3425 | -10.5556 | 24.0026 | -7.6386 | 23.9573 | -10.5533
6279 | 25.3415 | -10.5563 | 25.3415 | -10.5563 | 24.0019 | -7.6392 | 23.957 | -10.5535
6280 | 25.3406 | -10.557 | 25.3406 | -10.557 | 24.0013 | -7.6398 | 23.9567 | -10.5538
6281 | 25.3396 | -10.5577 | 25.3396 | -10.5577 | 24.0007 | -7.6403 | 23.9564 | -10.554
6282 | 25.3386 | -10.5583 | 25.3386 | -10.5583 | 24 | -7.6409 | 23.9561 | -10.5542
6283 | 25.3377 | -10.559 | 25.3377 | -10.559 | 23.9994 | -7.6415 | 23.9558 | -10.5544
6284 | 25.3367 | -10.5596 | 25.3367 | -10.5596 | 23.9988 | -7.6421 | 23.9555 | -10.5546
6285 | 25.3358 | -10.5603 | 25.3358 | -10.5603 | 23.9981 | -7.6427 | 23.9552 | -10.5549
6286 | 25.3348 | -10.5609 | 25.3348 | -10.5609 | 23.9975 | -7.6433 | 23.955 | -10.5551
6287 | 25.3339 | -10.5615 | 25.3339 | -10.5615 | 23.9969 | -7.6438 | 23.9547 | -10.5553
6288 | 25.333 | -10.5621 | 25.333 | -10.5621 | 23.9962 | -7.6444 | 23.9544 | -10.5555
6289 | 25.3321 | -10.5627 | 25.3321 | -10.5627 | 23.9956 | -7.645 | 23.9541 | -10.5557
6290 | 25.3312 | -10.5633 | 25.3312 | -10.5633 | 23.995 | -7.6456 | 23.9538 | -10.556
6291 | 25.3303 | -10.5639 | 25.3303 | -10.5639 | 23.9944 | -7.6462 | 23.9535 | -10.5562
6292 | 25.3294 | -10.5645 | 25.3294 | -10.5645 | 23.9937 | -7.6468 | 23.9532 | -10.5564
6293 | 25.3285 | -10.5651 | 25.3285 | -10.5651 | 23.9931 | -7.6474 | 23.9529 | -10.5566
6294 | 25.3277 | -10.5656 | 25.3277 | -10.5656 | 23.9925 | -7.6479 | 23.9526 | -10.5569
6295 | 25.3268 | -10.5662 | 25.3268 | -10.5662 | 23.9918 | -7.6485 | 23.9524 | -10.5571
6296 | 25.326 | -10.5667 | 25.326 | -10.5667 | 23.9912 | -7.6491 | 23.9521 | -10.5573
6297 | 25.3251 | -10.5673 | 25.3251 | -10.5673 | 23.9906 | -7.6497 | 23.9518 | -10.5575
6298 | 25.3243 | -10.5678 | 25.3243 | -10.5678 | 23.9899 | -7.6503 | 23.9515 | -10.5577
6299 | 25.3235 | -10.5683 | 25.3235 | -10.5683 | 23.9893 | -7.6509 | 23.9512 | -10.558
6300 | 25.3227 | -10.5688 | 25.3227 | -10.5688 | 23.9887 | -7.6514 | 23.9509 | -10.5582
6301 | 25.3218 | -10.5693 | 25.3218 | -10.5693 | 23.988 | -7.652 | 23.9506 | -10.5584
6302 | 25.3211 | -10.5698 | 25.3211 | -10.5698 | 23.9874 | -7.6526 | 23.9503 | -10.5586
6303 | 25.3203 | -10.5703 | 25.3203 | -10.5703 | 23.9868 | -7.6532 | 23.9501 | -10.5588
6304 | 25.3195 | -10.5708 | 25.3195 | -10.5708 | 23.9861 | -7.6538 | 23.9498 | -10.5591
6305 | 25.3187 | -10.5713 | 25.3187 | -10.5713 | 23.9855 | -7.6543 | 23.9495 | -10.5593
6306 | 25.3179 | -10.5717 | 25.3179 | -10.5717 | 23.9849 | -7.6549 | 23.9492 | -10.5595
6307 | 25.3172 | -10.5722 | 25.3172 | -10.5722 | 23.9843 | -7.6555 | 23.9489 | -10.5597
6308 | 25.3164 | -10.5726 | 25.3164 | -10.5726 | 23.9838 | -7.6559 | 23.9486 | -10.5599
6309 | 25.3157 | -10.5731 | 25.3157 | -10.5731 | 23.9834 | -7.6563 | 23.9483 | -10.5602
6310 | 25.315 | -10.5735 | 25.315 | -10.5735 | 23.9829 | -7.6567 | 23.948 | -10.5604
6311 | 25.3143 | -10.5739 | 25.3143 | -10.5739 | 23.9825 | -7.6571 | 23.9477 | -10.5606
6312 | 25.3136 | -10.5743 | 25.3136 | -10.5743 | 23.982 | -7.6575 | 23.9474 | -10.5608
6313 | 25.3129 | -10.5747 | 25.3129 | -10.5747 | 23.9816 | -7.6579 | 23.9472 | -10.561
6314 | 25.3122 | -10.5751 | 25.3122 | -10.5751 | 23.9812 | -7.6582 | 23.9469 | -10.5613
6315 | 25.3115 | -10.5755 | 25.3115 | -10.5755 | 23.9807 | -7.6586 | 23.9466 | -10.5615
6316 | 25.3108 | -10.5758 | 25.3108 | -10.5758 | 23.9803 | -7.659 | 23.9463 | -10.5617
6317 | 25.3101 | -10.5762 | 25.3101 | -10.5762 | 23.9798 | -7.6594 | 23.946 | -10.5619
6318 | 25.3095 | -10.5765 | 25.3095 | -10.5765 | 23.9794 | -7.6598 | 23.9457 | -10.5622
6319 | 25.3088 | -10.5769 | 25.3088 | -10.5769 | 23.9789 | -7.6602 | 23.9454 | -10.5624
6320 | 25.3082 | -10.5772 | 25.3082 | -10.5772 | 23.9785 | -7.6606 | 23.9451 | -10.5626
6321 | 25.3076 | -10.5776 | 25.3076 | -10.5776 | 23.9781 | -7.661 | 23.9448 | -10.5628
6322 | 25.307 | -10.5779 | 25.307 | -10.5779 | 23.9776 | -7.6614 | 23.9446 | -10.563
6323 | 25.3063 | -10.5782 | 25.3063 | -10.5782 | 23.9772 | -7.6618 | 23.9443 | -10.5633
6324 | 25.3057 | -10.5785 | 25.3057 | -10.5785 | 23.9767 | -7.6622 | 23.944 | -10.5635
6325 | 25.3052 | -10.5788 | 25.3052 | -10.5788 | 23.9763 | -7.6626 | 23.9437 | -10.5637
6326 | 25.3046 | -10.579 | 25.3046 | -10.579 | 23.9758 | -7.663 | 23.9434 | -10.5639
6327 | 25.304 | -10.5793 | 25.304 | -10.5793 | 23.9754 | -7.6634 | 23.9431 | -10.5641
6328 | 25.3034 | -10.5796 | 25.3034 | -10.5796 | 23.9749 | -7.6638 | 23.9428 | -10.5644
6329 | 25.3029 | -10.5798 | 25.3029 | -10.5798 | 23.9745 | -7.6642 | 23.9425 | -10.5646
6330 | 25.3023 | -10.5801 | 25.3023 | -10.5801 | 23.9741 | -7.6646 | 23.9422 | -10.5648
6331 | 25.3018 | -10.5803 | 25.3018 | -10.5803 | 23.9736 | -7.665 | 23.9419 | -10.565
6332 | 25.3013 | -10.5805 | 25.3013 | -10.5805 | 23.9732 | -7.6654 | 23.9417 | -10.5653
6333 | 25.3007 | -10.5807 | 25.3007 | -10.5807 | 23.9727 | -7.6658 | 23.9414 | -10.5655
6334 | 25.3002 | -10.581 | 25.3002 | -10.581 | 23.9723 | -7.6662 | 23.9411 | -10.5657
6335 | 25.2997 | -10.5811 | 25.2997 | -10.5811 | 23.9718 | -7.6666 | 23.9408 | -10.5659
6336 | 25.2992 | -10.5813 | 25.2992 | -10.5813 | 23.9714 | -7.667 | 23.9405 | -10.5661
6337 | 25.2988 | -10.5815 | 25.2988 | -10.5815 | 23.9709 | -7.6673 | 23.9402 | -10.5664
6338 | 25.2983 | -10.5817 | 25.2983 | -10.5817 | 23.9705 | -7.6677 | 23.9399 | -10.5666
6339 | 25.2978 | -10.5818 | 25.2978 | -10.5818 | 23.9701 | -7.6681 | 23.9396 | -10.5668
6340 | 25.2974 | -10.582 | 25.2974 | -10.582 | 23.9696 | -7.6685 | 23.9393 | -10.567
6341 | 25.2969 | -10.5821 | 25.2969 | -10.5821 | 23.9692 | -7.6689 | 23.9391 | -10.5672
6342 | 25.2965 | -10.5823 | 25.2965 | -10.5823 | 23.9687 | -7.6693 | 23.9388 | -10.5675
6343 | 25.2961 | -10.5824 | 25.2961 | -10.5824 | 23.9683 | -7.6697 | 23.9385 | -10.5677
6344 | 25.2956 | -10.5825 | 25.2956 | -10.5825 | 23.9678 | -7.6701 | 23.9382 | -10.5679
6345 | 25.2952 | -10.5826 | 25.2952 | -10.5826 | 23.9674 | -7.6705 | 23.9379 | -10.5681
6346 | 25.2948 | -10.5827 | 25.2948 | -10.5827 | 23.9669 | -7.6709 | 23.9376 | -10.5684
6347 | 25.2944 | -10.5828 | 25.2944 | -10.5828 | 23.9665 | -7.6713 | 23.9373 | -10.5686
6348 | 25.2941 | -10.5829 | 25.2941 | -10.5829 | 23.9661 | -7.6717 | 23.937 | -10.5688
6349 | 25.2937 | -10.583 | 25.2937 | -10.583 | 23.9656 | -7.6721 | 23.9367 | -10.569
6350 | 25.2933 | -10.583 | 25.2933 | -10.583 | 23.9652 | -7.6725 | 23.9364 | -10.5692
6351 | 25.293 | -10.5831 | 25.293 | -10.5831 | 23.9647 | -7.6729 | 23.9362 | -10.5695
6352 | 25.2926 | -10.5831 | 25.2926 | -10.5831 | 23.9643 | -7.6733 | 23.9359 | -10.5697
6353 | 25.2923 | -10.5832 | 25.2923 | -10.5832 | 23.9638 | -7.6737 | 23.9356 | -10.5699
6354 | 25.2919 | -10.5832 | 25.2919 | -10.5832 | 23.9634 | -7.6741 | 23.9353 | -10.5701
6355 | 25.2916 | -10.5832 | 25.2916 | -10.5832 | 23.9629 | -7.6745 | 23.935 | -10.5703
6356 | 25.2913 | -10.5832 | 25.2913 | -10.5832 | 23.9625 | -7.6749 | 23.9347 | -10.5706
6357 | 25.291 | -10.5832 | 25.291 | -10.5832 | 23.9621 | -7.6752 | 23.9344 | -10.5708
6358 | 25.2907 | -10.5832 | 25.2907 | -10.5832 | 23.9619 | -7.6753 | 23.9343 | -10.5708
6359 | 25.2904 | -10.5832 | 25.2904 | -10.5832 | 23.9618 | -7.6754 | 23.9342 | -10.5708
6360 | 25.2901 | -10.5832 | 25.2901 | -10.5832 | 23.9616 | -7.6756 | 23.9341 | -10.5709
6361 | 25.2899 | -10.5831 | 25.2899 | -10.5831 | 23.9614 | -7.6757 | 23.9341 | -10.5709
6362 | 25.2896 | -10.5831 | 25.2896 | -10.5831 | 23.9613 | -7.6758 | 23.934 | -10.5709
6363 | 25.2894 | -10.583 | 25.2894 | -10.583 | 23.9611 | -7.6759 | 23.9339 | -10.5709
6364 | 25.2891 | -10.583 | 25.2891 | -10.583 | 23.9609 | -7.676 | 23.9338 | -10.5709
6365 | 25.2889 | -10.5829 | 25.2889 | -10.5829 | 23.9608 | -7.6762 | 23.9337 | -10.571
6366 | 25.2887 | -10.5828 | 25.2887 | -10.5828 | 23.9606 | -7.6763 | 23.9336 | -10.571
6367 | 25.2884 | -10.5827 | 25.2884 | -10.5827 | 23.9604 | -7.6764 | 23.9335 | -10.571
6368 | 25.2882 | -10.5826 | 25.2882 | -10.5826 | 23.9603 | -7.6765 | 23.9334 | -10.571
6369 | 25.288 | -10.5825 | 25.288 | -10.5825 | 23.9601 | -7.6766 | 23.9333 | -10.5711
6370 | 25.2878 | -10.5824 | 25.2878 | -10.5824 | 23.9599 | -7.6768 | 23.9332 | -10.5711
6371 | 25.2876 | -10.5823 | 25.2876 | -10.5823 | 23.9598 | -7.6769 | 23.9332 | -10.5711
6372 | 25.2875 | -10.5822 | 25.2875 | -10.5822 | 23.9596 | -7.677 | 23.9331 | -10.5711
6373 | 25.2873 | -10.5821 | 25.2873 | -10.5821 | 23.9594 | -7.6771 | 23.933 | -10.5712
6374 | 25.2871 | -10.5819 | 25.2871 | -10.5819 | 23.9593 | -7.6772 | 23.9329 | -10.5712
6375 | 25.287 | -10.5818 | 25.287 | -10.5818 | 23.9591 | -7.6773 | 23.9328 | -10.5712
6376 | 25.2868 | -10.5816 | 25.2868 | -10.5816 | 23.959 | -7.6775 | 23.9327 | -10.5712
6377 | 25.2867 | -10.5814 | 25.2867 | -10.5814 | 23.9588 | -7.6776 | 23.9326 | -10.5712
6378 | 25.2866 | -10.5813 | 25.2866 | -10.5813 | 23.9586 | -7.6777 | 23.9325 | -10.5713
6379 | 25.2864 | -10.5811 | 25.2864 | -10.5811 | 23.9585 | -7.6778 | 23.9324 | -10.5713
6380 | 25.2863 | -10.5809 | 25.2863 | -10.5809 | 23.9583 | -7.6779 | 23.9323 | -10.5713
6381 | 25.2862 | -10.5807 | 25.2862 | -10.5807 | 23.9581 | -7.678 | 23.9322 | -10.5713
6382 | 25.2861 | -10.5805 | 25.2861 | -10.5805 | 23.958 | -7.6782 | 23.9322 | -10.5714
6383 | 25.286 | -10.5803 | 25.286 | -10.5803 | 23.9578 | -7.6783 | 23.9321 | -10.5714
6384 | 25.2859 | -10.5801 | 25.2859 | -10.5801 | 23.9576 | -7.6784 | 23.932 | -10.5714
6385 | 25.2859 | -10.5798 | 25.2859 | -10.5798 | 23.9575 | -7.6785 | 23.9319 | -10.5714
6386 | 25.2858 | -10.5796 | 25.2858 | -10.5796 | 23.9573 | -7.6786 | 23.9318 | -10.5714
6387 | 25.2857 | -10.5794 | 25.2857 | -10.5794 | 23.9571 | -7.6787 | 23.9317 | -10.5715
6388 | 25.2857 | -10.5791 | 25.2857 | -10.5791 | 23.957 | -7.6789 | 23.9316 | -10.5715
6389 | 25.2856 | -10.5789 | 25.2856 | -10.5789 | 23.9568 | -7.679 | 23.9315 | -10.5715
6390 | 25.2856 | -10.5786 | 25.2856 | -10.5786 | 23.9566 | -7.6791 | 23.9314 | -10.5715
6391 | 25.2856 | -10.5783 | 25.2856 | -10.5783 | 23.9565 | -7.6792 | 23.9313 | -10.5716
6392 | 25.2855 | -10.578 | 25.2855 | -10.578 | 23.9563 | -7.6793 | 23.9313 | -10.5716
6393 | 25.2855 | -10.5778 | 25.2855 | -10.5778 | 23.9561 | -7.6795 | 23.9312 | -10.5716
6394 | 25.2855 | -10.5775 | 25.2855 | -10.5775 | 23.956 | -7.6796 | 23.9311 | -10.5716
6395 | 25.2855 | -10.5772 | 25.2855 | -10.5772 | 23.9558 | -7.6797 | 23.931 | -10.5717
6396 | 25.2855 | -10.5769 | 25.2855 | -10.5769 | 23.9556 | -7.6798 | 23.9309 | -10.5717
6397 | 25.2855 | -10.5766 | 25.2855 | -10.5766 | 23.9555 | -7.6799 | 23.9308 | -10.5717
6398 | 25.2855 | -10.5762 | 25.2855 | -10.5762 | 23.9553 | -7.68 | 23.9307 | -10.5717
6399 | 25.2855 | -10.5759 | 25.2855 | -10.5759 | 23.9551 | -7.6802 | 23.9306 | -10.5717
6400 | 25.2856 | -10.5756 | 25.2856 | -10.5756 | 23.955 | -7.6803 | 23.9305 | -10.5718
6401 | 25.2856 | -10.5752 | 25.2856 | -10.5752 | 23.9548 | -7.6804 | 23.9304 | -10.5718
6402 | 25.2856 | -10.5749 | 25.2856 | -10.5749 | 23.9546 | -7.6805 | 23.9304 | -10.5718
6403 | 25.2857 | -10.5745 | 25.2857 | -10.5745 | 23.9545 | -7.6806 | 23.9303 | -10.5718
6404 | 25.2857 | -10.5742 | 25.2857 | -10.5742 | 23.9543 | -7.6808 | 23.9302 | -10.5719
6405 | 25.2858 | -10.5738 | 25.2858 | -10.5738 | 23.9541 | -7.6809 | 23.9301 | -10.5719
6406 | 25.2859 | -10.5735 | 25.2859 | -10.5735 | 23.954 | -7.681 | 23.93 | -10.5719
6407 | 25.2859 | -10.5731 | 25.2859 | -10.5731 | 23.9538 | -7.6811 | 23.9299 | -10.5719
6408 | 25.286 | -10.5727 | 25.286 | -10.5727 | 23.9538 | -7.681 | 23.9294 | -10.5723
6409 | 25.2861 | -10.5723 | 25.2861 | -10.5723 | 23.9539 | -7.681 | 23.9289 | -10.5728
6410 | 25.2862 | -10.5719 | 25.2862 | -10.5719 | 23.9539 | -7.6809 | 23.9284 | -10.5732
6411 | 25.2863 | -10.5715 | 25.2863 | -10.5715 | 23.9539 | -7.6808 | 23.9279 | -10.5736
6412 | 25.2864 | -10.5711 | 25.2864 | -10.5711 | 23.9539 | -7.6808 | 23.9274 | -10.574
6413 | 25.2865 | -10.5707 | 25.2865 | -10.5707 | 23.9539 | -7.6807 | 23.927 | -10.5745
6414 | 25.2866 | -10.5703 | 25.2866 | -10.5703 | 23.9539 | -7.6806 | 23.9265 | -10.5749
6415 | 25.2867 | -10.5699 | 25.2867 | -10.5699 | 23.954 | -7.6806 | 23.926 | -10.5753
6416 | 25.2868 | -10.5695 | 25.2868 | -10.5695 | 23.954 | -7.6805 | 23.9255 | -10.5757
6417 | 25.287 | -10.569 | 25.287 | -10.569 | 23.954 | -7.6804 | 23.925 | -10.5762
6418 | 25.2871 | -10.5686 | 25.2871 | -10.5686 | 23.954 | -7.6804 | 23.9245 | -10.5766
6419 | 25.2872 | -10.5682 | 25.2872 | -10.5682 | 23.954 | -7.6803 | 23.924 | -10.577
6420 | 25.2874 | -10.5677 | 25.2874 | -10.5677 | 23.954 | -7.6803 | 23.9235 | -10.5774
6421 | 25.2875 | -10.5673 | 25.2875 | -10.5673 | 23.954 | -7.6802 | 23.923 | -10.5779
6422 | 25.2877 | -10.5668 | 25.2877 | -10.5668 | 23.9541 | -7.6801 | 23.9225 | -10.5783
6423 | 25.2878 | -10.5663 | 25.2878 | -10.5663 | 23.9541 | -7.6801 | 23.922 | -10.5787
6424 | 25.288 | -10.5659 | 25.288 | -10.5659 | 23.9541 | -7.68 | 23.9215 | -10.5791
6425 | 25.2881 | -10.5654 | 25.2881 | -10.5654 | 23.9541 | -7.6799 | 23.9211 | -10.5795
6426 | 25.2883 | -10.5649 | 25.2883 | -10.5649 | 23.9541 | -7.6799 | 23.9206 | -10.58
6427 | 25.2885 | -10.5645 | 25.2885 | -10.5645 | 23.9541 | -7.6798 | 23.9201 | -10.5804
6428 | 25.2887 | -10.564 | 25.2887 | -10.564 | 23.9542 | -7.6797 | 23.9196 | -10.5808
6429 | 25.2888 | -10.5635 | 25.2888 | -10.5635 | 23.9542 | -7.6797 | 23.9191 | -10.5812
6430 | 25.289 | -10.563 | 25.289 | -10.563 | 23.9542 | -7.6796 | 23.9186 | -10.5817
6431 | 25.2892 | -10.5625 | 25.2892 | -10.5625 | 23.9542 | -7.6795 | 23.9181 | -10.5821
6432 | 25.2894 | -10.562 | 25.2894 | -10.562 | 23.9542 | -7.6795 | 23.9176 | -10.5825
6433 | 25.2896 | -10.5615 | 25.2896 | -10.5615 | 23.9542 | -7.6794 | 23.9171 | -10.5829
6434 | 25.2898 | -10.561 | 25.2898 | -10.561 | 23.9542 | -7.6794 | 23.9166 | -10.5834
6435 | 25.29 | -10.5605 | 25.29 | -10.5605 | 23.9543 | -7.6793 | 23.9161 | -10.5838
6436 | 25.2902 | -10.56 | 25.2902 | -10.56 | 23.9543 | -7.6792 | 23.9157 | -10.5842
6437 | 25.2904 | -10.5595 | 25.2904 | -10.5595 | 23.9543 | -7.6792 | 23.9152 | -10.5846
6438 | 25.2906 | -10.559 | 25.2906 | -10.559 | 23.9543 | -7.6791 | 23.9147 | -10.5851
6439 | 25.2909 | -10.5584 | 25.2909 | -10.5584 | 23.9543 | -7.679 | 23.9142 | -10.5855
6440 | 25.2911 | -10.5579 | 25.2911 | -10.5579 | 23.9543 | -7.679 | 23.9137 | -10.5859
6441 | 25.2913 | -10.5574 | 25.2913 | -10.5574 | 23.9544 | -7.6789 | 23.9132 | -10.5863
6442 | 25.2915 | -10.5568 | 25.2915 | -10.5568 | 23.9544 | -7.6788 | 23.9127 | -10.5868
6443 | 25.2918 | -10.5563 | 25.2918 | -10.5563 | 23.9544 | -7.6788 | 23.9122 | -10.5872
6444 | 25.292 | -10.5558 | 25.292 | -10.5558 | 23.9544 | -7.6787 | 23.9117 | -10.5876
6445 | 25.2922 | -10.5552 | 25.2922 | -10.5552 | 23.9544 | -7.6787 | 23.9112 | -10.588
6446 | 25.2925 | -10.5547 | 25.2925 | -10.5547 | 23.9544 | -7.6786 | 23.9107 | -10.5884
6447 | 25.2927 | -10.5541 | 25.2927 | -10.5541 | 23.9544 | -7.6785 | 23.9103 | -10.5889
6448 | 25.293 | -10.5536 | 25.293 | -10.5536 | 23.9545 | -7.6785 | 23.9098 | -10.5893
6449 | 25.2932 | -10.553 | 25.2932 | -10.553 | 23.9545 | -7.6784 | 23.9093 | -10.5897
6450 | 25.2934 | -10.5525 | 25.2934 | -10.5525 | 23.9545 | -7.6783 | 23.9088 | -10.5901
6451 | 25.2937 | -10.5519 | 25.2937 | -10.5519 | 23.9545 | -7.6783 | 23.9083 | -10.5906
6452 | 25.2939 | -10.5514 | 25.2939 | -10.5514 | 23.9545 | -7.6782 | 23.9078 | -10.591
6453 | 25.2942 | -10.5508 | 25.2942 | -10.5508 | 23.9545 | -7.6781 | 23.9073 | -10.5914
6454 | 25.2945 | -10.5503 | 25.2945 | -10.5503 | 23.9546 | -7.6781 | 23.9068 | -10.5918
6455 | 25.2947 | -10.5497 | 25.2947 | -10.5497 | 23.9546 | -7.678 | 23.9063 | -10.5923
6456 | 25.295 | -10.5491 | 25.295 | -10.5491 | 23.9546 | -7.678 | 23.9058 | -10.5927
6457 | 25.2952 | -10.5486 | 25.2952 | -10.5486 | 23.9547 | -7.6778 | 23.9053 | -10.5931
6458 | 25.2955 | -10.548 | 25.2955 | -10.548 | 23.955 | -7.6775 | 23.905 | -10.5933
6459 | 25.2958 | -10.5474 | 25.2958 | -10.5474 | 23.9553 | -7.6771 | 23.9048 | -10.5936
6460 | 25.296 | -10.5469 | 25.296 | -10.5469 | 23.9556 | -7.6767 | 23.9045 | -10.5938
6461 | 25.2963 | -10.5463 | 25.2963 | -10.5463 | 23.9559 | -7.6764 | 23.9042 | -10.594
6462 | 25.2966 | -10.5457 | 25.2966 | -10.5457 | 23.9563 | -7.676 | 23.9039 | -10.5942
6463 | 25.2968 | -10.5451 | 25.2968 | -10.5451 | 23.9566 | -7.6756 | 23.9036 | -10.5945
6464 | 25.2971 | -10.5446 | 25.2971 | -10.5446 | 23.9569 | -7.6753 | 23.9033 | -10.5947
6465 | 25.2974 | -10.544 | 25.2974 | -10.544 | 23.9572 | -7.6749 | 23.903 | -10.5949
6466 | 25.2976 | -10.5434 | 25.2976 | -10.5434 | 23.9575 | -7.6745 | 23.9027 | -10.5951
6467 | 25.2979 | -10.5428 | 25.2979 | -10.5428 | 23.9579 | -7.6742 | 23.9024 | -10.5954
6468 | 25.2982 | -10.5423 | 25.2982 | -10.5423 | 23.9582 | -7.6738 | 23.9021 | -10.5956
6469 | 25.2985 | -10.5417 | 25.2985 | -10.5417 | 23.9585 | -7.6734 | 23.9018 | -10.5958
6470 | 25.2987 | -10.5411 | 25.2987 | -10.5411 | 23.9588 | -7.673 | 23.9015 | -10.596
6471 | 25.299 | -10.5405 | 25.299 | -10.5405 | 23.9591 | -7.6727 | 23.9013 | -10.5963
6472 | 25.2993 | -10.5399 | 25.2993 | -10.5399 | 23.9595 | -7.6723 | 23.901 | -10.5965
6473 | 25.2996 | -10.5394 | 25.2996 | -10.5394 | 23.9598 | -7.6719 | 23.9007 | -10.5967
6474 | 25.2998 | -10.5388 | 25.2998 | -10.5388 | 23.9601 | -7.6716 | 23.9004 | -10.5969
6475 | 25.3001 | -10.5382 | 25.3001 | -10.5382 | 23.9604 | -7.6712 | 23.9001 | -10.5972
6476 | 25.3004 | -10.5376 | 25.3004 | -10.5376 | 23.9607 | -7.6708 | 23.8998 | -10.5974
6477 | 25.3007 | -10.5371 | 25.3007 | -10.5371 | 23.9611 | -7.6705 | 23.8995 | -10.5976
6478 | 25.3009 | -10.5365 | 25.3009 | -10.5365 | 23.9614 | -7.6701 | 23.8992 | -10.5978
6479 | 25.3012 | -10.5359 | 25.3012 | -10.5359 | 23.9617 | -7.6697 | 23.8989 | -10.5981
6480 | 25.3015 | -10.5353 | 25.3015 | -10.5353 | 23.962 | -7.6694 | 23.8986 | -10.5983
6481 | 25.3017 | -10.5347 | 25.3017 | -10.5347 | 23.9623 | -7.669 | 23.8983 | -10.5985
6482 | 25.302 | -10.5342 | 25.302 | -10.5342 | 23.9627 | -7.6686 | 23.898 | -10.5987
6483 | 25.3023 | -10.5336 | 25.3023 | -10.5336 | 23.963 | -7.6683 | 23.8977 | -10.599
6484 | 25.3026 | -10.533 | 25.3026 | -10.533 | 23.9633 | -7.6679 | 23.8975 | -10.5992
6485 | 25.3028 | -10.5324 | 25.3028 | -10.5324 | 23.9636 | -7.6675 | 23.8972 | -10.5994
6486 | 25.3031 | -10.5319 | 25.3031 | -10.5319 | 23.9639 | -7.6672 | 23.8969 | -10.5996
6487 | 25.3034 | -10.5313 | 25.3034 | -10.5313 | 23.9643 | -7.6668 | 23.8966 | -10.5999
6488 | 25.3036 | -10.5307 | 25.3036 | -10.5307 | 23.9646 | -7.6664 | 23.8963 | -10.6001
6489 | 25.3039 | -10.5302 | 25.3039 | -10.5302 | 23.9649 | -7.6661 | 23.896 | -10.6003
6490 | 25.3042 | -10.5296 | 25.3042 | -10.5296 | 23.9652 | -7.6657 | 23.8957 | -10.6005
6491 | 25.3044 | -10.529 | 25.3044 | -10.529 | 23.9655 | -7.6653 | 23.8954 | -10.6008
6492 | 25.3047 | -10.5285 | 25.3047 | -10.5285 | 23.9659 | -7.665 | 23.8951 | -10.601
6493 | 25.3049 | -10.5279 | 25.3049 | -10.5279 | 23.9662 | -7.6646 | 23.8948 | -10.6012
6494 | 25.3052 | -10.5273 | 25.3052 | -10.5273 | 23.9665 | -7.6642 | 23.8945 | -10.6014
6495 | 25.3055 | -10.5268 | 25.3055 | -10.5268 | 23.9668 | -7.6639 | 23.8942 | -10.6017
6496 | 25.3057 | -10.5262 | 25.3057 | -10.5262 | 23.9671 | -7.6635 | 23.894 | -10.6019
6497 | 25.306 | -10.5256 | 25.306 | -10.5256 | 23.9675 | -7.6631 | 23.8937 | -10.6021
6498 | 25.3062 | -10.5251 | 25.3062 | -10.5251 | 23.9678 | -7.6628 | 23.8934 | -10.6023
6499 | 25.3065 | -10.5245 | 25.3065 | -10.5245 | 23.9681 | -7.6624 | 23.8931 | -10.6026
6500 | 25.3067 | -10.524 | 25.3067 | -10.524 | 23.9684 | -7.662 | 23.8928 | -10.6028
6501 | 25.307 | -10.5234 | 25.307 | -10.5234 | 23.9687 | -7.6617 | 23.8925 | -10.603
6502 | 25.3072 | -10.5229 | 25.3072 | -10.5229 | 23.9691 | -7.6613 | 23.8922 | -10.6032
6503 | 25.3074 | -10.5223 | 25.3074 | -10.5223 | 23.9694 | -7.6609 | 23.8919 | -10.6035
6504 | 25.3077 | -10.5218 | 25.3077 | -10.5218 | 23.9697 | -7.6605 | 23.8916 | -10.6037
6505 | 25.3079 | -10.5213 | 25.3079 | -10.5213 | 23.97 | -7.6602 | 23.8913 | -10.6039
6506 | 25.3082 | -10.5207 | 25.3082 | -10.5207 | 23.9703 | -7.6598 | 23.891 | -10.6041
6507 | 25.3084 | -10.5202 | 25.3084 | -10.5202 | 23.9707 | -7.6594 | 23.8907 | -10.6044
6508 | 25.3086 | -10.5196 | 25.3086 | -10.5196 | 23.9711 | -7.659 | 23.8902 | -10.6048
6509 | 25.3088 | -10.5191 | 25.3088 | -10.5191 | 23.9715 | -7.6585 | 23.8898 | -10.6052
6510 | 25.3091 | -10.5186 | 25.3091 | -10.5186 | 23.9719 | -7.6581 | 23.8893 | -10.6056
6511 | 25.3093 | -10.5181 | 25.3093 | -10.5181 | 23.9723 | -7.6576 | 23.8888 | -10.6061
6512 | 25.3095 | -10.5175 | 25.3095 | -10.5175 | 23.9727 | -7.6572 | 23.8883 | -10.6065
6513 | 25.3097 | -10.517 | 25.3097 | -10.517 | 23.9731 | -7.6567 | 23.8878 | -10.6069
6514 | 25.3099 | -10.5165 | 25.3099 | -10.5165 | 23.9735 | -7.6562 | 23.8873 | -10.6073
6515 | 25.3101 | -10.516 | 25.3101 | -10.516 | 23.9739 | -7.6558 | 23.8868 | -10.6078
6516 | 25.3103 | -10.5155 | 25.3103 | -10.5155 | 23.9743 | -7.6554 | 23.8863 | -10.6082
6517 | 25.3106 | -10.515 | 25.3106 | -10.515 | 23.9747 | -7.6549 | 23.8858 | -10.6086
6518 | 25.3108 | -10.5145 | 25.3108 | -10.5145 | 23.9751 | -7.6544 | 23.8853 | -10.609
6519 | 25.3109 | -10.514 | 25.3109 | -10.514 | 23.9755 | -7.654 | 23.8848 | -10.6095
6520 | 25.3111 | -10.5135 | 25.3111 | -10.5135 | 23.976 | -7.6535 | 23.8843 | -10.6099
6521 | 25.3113 | -10.513 | 25.3113 | -10.513 | 23.9764 | -7.6531 | 23.8838 | -10.6103
6522 | 25.3115 | -10.5125 | 25.3115 | -10.5125 | 23.9768 | -7.6526 | 23.8833 | -10.6107
6523 | 25.3117 | -10.512 | 25.3117 | -10.512 | 23.9772 | -7.6522 | 23.8829 | -10.6112
6524 | 25.3119 | -10.5115 | 25.3119 | -10.5115 | 23.9776 | -7.6517 | 23.8824 | -10.6116
6525 | 25.3121 | -10.511 | 25.3121 | -10.511 | 23.978 | -7.6513 | 23.8819 | -10.612
6526 | 25.3122 | -10.5105 | 25.3122 | -10.5105 | 23.9784 | -7.6508 | 23.8814 | -10.6124
6527 | 25.3124 | -10.5101 | 25.3124 | -10.5101 | 23.9788 | -7.6504 | 23.8809 | -10.6129
6528 | 25.3126 | -10.5096 | 25.3126 | -10.5096 | 23.9792 | -7.6499 | 23.8804 | -10.6133
6529 | 25.3127 | -10.5091 | 25.3127 | -10.5091 | 23.9796 | -7.6494 | 23.8799 | -10.6137
6530 | 25.3129 | -10.5087 | 25.3129 | -10.5087 | 23.98 | -7.649 | 23.8794 | -10.6141
6531 | 25.313 | -10.5082 | 25.313 | -10.5082 | 23.9804 | -7.6485 | 23.8789 | -10.6146
6532 | 25.3132 | -10.5077 | 25.3132 | -10.5077 | 23.9808 | -7.6481 | 23.8784 | -10.615
6533 | 25.3133 | -10.5073 | 25.3133 | -10.5073 | 23.9812 | -7.6476 | 23.8779 | -10.6154
6534 | 25.3135 | -10.5068 | 25.3135 | -10.5068 | 23.9816 | -7.6472 | 23.8774 | -10.6159
6535 | 25.3136 | -10.5064 | 25.3136 | -10.5064 | 23.982 | -7.6467 | 23.8769 | -10.6163
6536 | 25.3137 | -10.506 | 25.3137 | -10.506 | 23.9824 | -7.6463 | 23.8765 | -10.6167
6537 | 25.3139 | -10.5055 | 25.3139 | -10.5055 | 23.9829 | -7.6458 | 23.876 | -10.6171
6538 | 25.314 | -10.5051 | 25.314 | -10.5051 | 23.9833 | -7.6454 | 23.8755 | -10.6176
6539 | 25.3141 | -10.5047 | 25.3141 | -10.5047 | 23.9837 | -7.6449 | 23.875 | -10.618
6540 | 25.3142 | -10.5043 | 25.3142 | -10.5043 | 23.9841 | -7.6445 | 23.8745 | -10.6184
6541 | 25.3143 | -10.5038 | 25.3143 | -10.5038 | 23.9845 | -7.644 | 23.874 | -10.6188
6542 | 25.3145 | -10.5034 | 25.3145 | -10.5034 | 23.9849 | -7.6436 | 23.8735 | -10.6193
6543 | 25.3146 | -10.503 | 25.3146 | -10.503 | 23.9853 | -7.6431 | 23.873 | -10.6197
6544 | 25.3147 | -10.5026 | 25.3147 | -10.5026 | 23.9857 | -7.6426 | 23.8725 | -10.6201
6545 | 25.3147 | -10.5022 | 25.3147 | -10.5022 | 23.9861 | -7.6422 | 23.872 | -10.6205
6546 | 25.3148 | -10.5018 | 25.3148 | -10.5018 | 23.9865 | -7.6417 | 23.8715 | -10.621
6547 | 25.3149 | -10.5014 | 25.3149 | -10.5014 | 23.9869 | -7.6413 | 23.871 | -10.6214
6548 | 25.315 | -10.501 | 25.315 | -10.501 | 23.9873 | -7.6408 | 23.8705 | -10.6218
6549 | 25.3151 | -10.5007 | 25.3151 | -10.5007 | 23.9877 | -7.6404 | 23.87 | -10.6222
6550 | 25.3151 | -10.5003 | 25.3151 | -10.5003 | 23.9881 | -7.6399 | 23.8696 | -10.6227
6551 | 25.3152 | -10.4999 | 25.3152 | -10.4999 | 23.9885 | -7.6395 | 23.8691 | -10.6231
6552 | 25.3153 | -10.4996 | 25.3153 | -10.4996 | 23.9889 | -7.639 | 23.8686 | -10.6235
6553 | 25.3153 | -10.4992 | 25.3153 | -10.4992 | 23.9893 | -7.6386 | 23.8681 | -10.6239
6554 | 25.3154 | -10.4988 | 25.3154 | -10.4988 | 23.9898 | -7.6381 | 23.8676 | -10.6244
6555 | 25.3154 | -10.4985 | 25.3154 | -10.4985 | 23.9902 | -7.6376 | 23.8671 | -10.6248
6556 | 25.3155 | -10.4981 | 25.3155 | -10.4981 | 23.9906 | -7.6372 | 23.8666 | -10.6252
6557 | 25.3155 | -10.4978 | 25.3155 | -10.4978 | 23.9909 | -7.6368 | 23.8661 | -10.6256
6558 | 25.3155 | -10.4975 | 25.3155 | -10.4975 | 23.9912 | -7.6364 | 23.8658 | -10.6259
6559 | 25.3155 | -10.4971 | 25.3155 | -10.4971 | 23.9915 | -7.6361 | 23.8655 | -10.6261
6560 | 25.3156 | -10.4968 | 25.3156 | -10.4968 | 23.9918 | -7.6358 | 23.8652 | -10.6263
6561 | 25.3156 | -10.4965 | 25.3156 | -10.4965 | 23.9921 | -7.6355 | 23.8649 | -10.6266
6562 | 25.3156 | -10.4962 | 25.3156 | -10.4962 | 23.9924 | -7.6351 | 23.8646 | -10.6268
6563 | 25.3156 | -10.4959 | 25.3156 | -10.4959 | 23.9926 | -7.6348 | 23.8643 | -10.627
6564 | 25.3156 | -10.4956 | 25.3156 | -10.4956 | 23.9929 | -7.6345 | 23.864 | -10.6272
6565 | 25.3156 | -10.4953 | 25.3156 | -10.4953 | 23.9932 | -7.6341 | 23.8638 | -10.6275
6566 | 25.3155 | -10.495 | 25.3155 | -10.495 | 23.9935 | -7.6338 | 23.8635 | -10.6277
6567 | 25.3155 | -10.4947 | 25.3155 | -10.4947 | 23.9938 | -7.6335 | 23.8632 | -10.6279
6568 | 25.3155 | -10.4944 | 25.3155 | -10.4944 | 23.9941 | -7.6331 | 23.8629 | -10.6281
6569 | 25.3155 | -10.4942 | 25.3155 | -10.4942 | 23.9943 | -7.6328 | 23.8626 | -10.6284
6570 | 25.3154 | -10.4939 | 25.3154 | -10.4939 | 23.9946 | -7.6325 | 23.8623 | -10.6286
6571 | 25.3154 | -10.4936 | 25.3154 | -10.4936 | 23.9949 | -7.6322 | 23.862 | -10.6288
6572 | 25.3153 | -10.4934 | 25.3153 | -10.4934 | 23.9952 | -7.6318 | 23.8617 | -10.6291
6573 | 25.3153 | -10.4931 | 25.3153 | -10.4931 | 23.9955 | -7.6315 | 23.8614 | -10.6293
6574 | 25.3152 | -10.4929 | 25.3152 | -10.4929 | 23.9958 | -7.6312 | 23.8611 | -10.6295
6575 | 25.3151 | -10.4927 | 25.3151 | -10.4927 | 23.996 | -7.6308 | 23.8608 | -10.6297
6576 | 25.3151 | -10.4924 | 25.3151 | -10.4924 | 23.9963 | -7.6305 | 23.8605 | -10.63
6577 | 25.315 | -10.4922 | 25.315 | -10.4922 | 23.9966 | -7.6302 | 23.8602 | -10.6302
6578 | 25.3149 | -10.492 | 25.3149 | -10.492 | 23.9969 | -7.6298 | 23.8599 | -10.6304
6579 | 25.3148 | -10.4918 | 25.3148 | -10.4918 | 23.9972 | -7.6295 | 23.8596 | -10.6306
6580 | 25.3147 | -10.4916 | 25.3147 | -10.4916 | 23.9975 | -7.6292 | 23.8594 | -10.6309
6581 | 25.3146 | -10.4914 | 25.3146 | -10.4914 | 23.9977 | -7.6288 | 23.8591 | -10.6311
6582 | 25.3145 | -10.4912 | 25.3145 | -10.4912 | 23.998 | -7.6285 | 23.8588 | -10.6313
6583 | 25.3144 | -10.491 | 25.3144 | -10.491 | 23.9983 | -7.6282 | 23.8585 | -10.6316
6584 | 25.3142 | -10.4908 | 25.3142 | -10.4908 | 23.9986 | -7.6278 | 23.8582 | -10.6318
6585 | 25.3141 | -10.4906 | 25.3141 | -10.4906 | 23.9989 | -7.6275 | 23.8579 | -10.632
6586 | 25.314 | -10.4905 | 25.314 | -10.4905 | 23.9992 | -7.6272 | 23.8576 | -10.6322
6587 | 25.3138 | -10.4903 | 25.3138 | -10.4903 | 23.9994 | -7.6269 | 23.8573 | -10.6325
6588 | 25.3137 | -10.4901 | 25.3137 | -10.4901 | 23.9997 | -7.6265 | 23.857 | -10.6327
6589 | 25.3135 | -10.49 | 25.3135 | -10.49 | 24 | -7.6262 | 23.8567 | -10.6329
6590 | 25.3134 | -10.4898 | 25.3134 | -10.4898 | 24.0003 | -7.6259 | 23.8564 | -10.6331
6591 | 25.3132 | -10.4897 | 25.3132 | -10.4897 | 24.0006 | -7.6255 | 23.8561 | -10.6334
6592 | 25.313 | -10.4896 | 25.313 | -10.4896 | 24.0008 | -7.6252 | 23.8558 | -10.6336
6593 | 25.3128 | -10.4895 | 25.3128 | -10.4895 | 24.0011 | -7.6249 | 23.8555 | -10.6338
6594 | 25.3126 | -10.4893 | 25.3126 | -10.4893 | 24.0014 | -7.6246 | 23.8552 | -10.634
6595 | 25.3124 | -10.4892 | 25.3124 | -10.4892 | 24.0017 | -7.6242 | 23.8549 | -10.6343
6596 | 25.3122 | -10.4891 | 25.3122 | -10.4891 | 24.002 | -7.6239 | 23.8547 | -10.6345
6597 | 25.312 | -10.489 | 25.312 | -10.489 | 24.0023 | -7.6235 | 23.8544 | -10.6347
6598 | 25.3118 | -10.4889 | 25.3118 | -10.4889 | 24.0025 | -7.6232 | 23.8541 | -10.635
6599 | 25.3116 | -10.4889 | 25.3116 | -10.4889 | 24.0028 | -7.6229 | 23.8538 | -10.6352
6600 | 25.3114 | -10.4888 | 25.3114 | -10.4888 | 24.0031 | -7.6226 | 23.8535 | -10.6354
6601 | 25.3111 | -10.4887 | 25.3111 | -10.4887 | 24.0034 | -7.6222 | 23.8532 | -10.6356
6602 | 25.3109 | -10.4887 | 25.3109 | -10.4887 | 24.0037 | -7.6219 | 23.8529 | -10.6359
6603 | 25.3106 | -10.4886 | 25.3106 | -10.4886 | 24.004 | -7.6216 | 23.8526 | -10.6361
6604 | 25.3104 | -10.4886 | 25.3104 | -10.4886 | 24.0042 | -7.6212 | 23.8523 | -10.6363
6605 | 25.3101 | -10.4885 | 25.3101 | -10.4885 | 24.0045 | -7.6209 | 23.852 | -10.6365
6606 | 25.3098 | -10.4885 | 25.3098 | -10.4885 | 24.0048 | -7.6206 | 23.8517 | -10.6368
6607 | 25.3095 | -10.4885 | 25.3095 | -10.4885 | 24.005 | -7.6203 | 23.8514 | -10.637
6608 | 25.3093 | -10.4884 | 25.3093 | -10.4884 | 24.0052 | -7.6201 | 23.8509 | -10.6374
6609 | 25.309 | -10.4884 | 25.309 | -10.4884 | 24.0053 | -7.62 | 23.8504 | -10.6379
6610 | 25.3087 | -10.4884 | 25.3087 | -10.4884 | 24.0054 | -7.6198 | 23.8499 | -10.6383
6611 | 25.3084 | -10.4884 | 25.3084 | -10.4884 | 24.0056 | -7.6196 | 23.8494 | -10.6387
6612 | 25.308 | -10.4884 | 25.308 | -10.4884 | 24.0057 | -7.6194 | 23.849 | -10.6391
6613 | 25.3077 | -10.4885 | 25.3077 | -10.4885 | 24.0058 | -7.6193 | 23.8485 | -10.6396
6614 | 25.3074 | -10.4885 | 25.3074 | -10.4885 | 24.0059 | -7.6191 | 23.848 | -10.64
6615 | 25.307 | -10.4885 | 25.307 | -10.4885 | 24.0061 | -7.6189 | 23.8475 | -10.6404
6616 | 25.3067 | -10.4886 | 25.3067 | -10.4886 | 24.0062 | -7.6187 | 23.847 | -10.6409
6617 | 25.3063 | -10.4886 | 25.3063 | -10.4886 | 24.0063 | -7.6186 | 23.8465 | -10.6413
6618 | 25.306 | -10.4887 | 25.306 | -10.4887 | 24.0064 | -7.6184 | 23.846 | -10.6417
6619 | 25.3056 | -10.4887 | 25.3056 | -10.4887 | 24.0066 | -7.6182 | 23.8455 | -10.6421
6620 | 25.3052 | -10.4888 | 25.3052 | -10.4888 | 24.0067 | -7.618 | 23.845 | -10.6426
6621 | 25.3049 | -10.4889 | 25.3049 | -10.4889 | 24.0068 | -7.6179 | 23.8445 | -10.643
6622 | 25.3045 | -10.4889 | 25.3045 | -10.4889 | 24.0069 | -7.6177 | 23.844 | -10.6434
6623 | 25.3041 | -10.489 | 25.3041 | -10.489 | 24.0071 | -7.6175 | 23.8435 | -10.6438
6624 | 25.3037 | -10.4891 | 25.3037 | -10.4891 | 24.0072 | -7.6174 | 23.843 | -10.6443
6625 | 25.3032 | -10.4892 | 25.3032 | -10.4892 | 24.0073 | -7.6172 | 23.8425 | -10.6447
6626 | 25.3028 | -10.4894 | 25.3028 | -10.4894 | 24.0074 | -7.617 | 23.842 | -10.6451
6627 | 25.3024 | -10.4895 | 25.3024 | -10.4895 | 24.0076 | -7.6168 | 23.8415 | -10.6456
6628 | 25.302 | -10.4896 | 25.302 | -10.4896 | 24.0077 | -7.6166 | 23.841 | -10.646
6629 | 25.3015 | -10.4897 | 25.3015 | -10.4897 | 24.0078 | -7.6165 | 23.8405 | -10.6464
6630 | 25.3011 | -10.4899 | 25.3011 | -10.4899 | 24.008 | -7.6163 | 23.8401 | -10.6468
6631 | 25.3006 | -10.49 | 25.3006 | -10.49 | 24.0081 | -7.6161 | 23.8396 | -10.6473
6632 | 25.3001 | -10.4902 | 25.3001 | -10.4902 | 24.0082 | -7.616 | 23.8391 | -10.6477
6633 | 25.2997 | -10.4904 | 25.2997 | -10.4904 | 24.0083 | -7.6158 | 23.8386 | -10.6481
6634 | 25.2992 | -10.4906 | 25.2992 | -10.4906 | 24.0085 | -7.6156 | 23.8381 | -10.6486
6635 | 25.2987 | -10.4907 | 25.2987 | -10.4907 | 24.0086 | -7.6154 | 23.8376 | -10.649
6636 | 25.2982 | -10.4909 | 25.2982 | -10.4909 | 24.0087 | -7.6153 | 23.8371 | -10.6494
6637 | 25.2977 | -10.4911 | 25.2977 | -10.4911 | 24.0088 | -7.6151 | 23.8366 | -10.6498
6638 | 25.2972 | -10.4913 | 25.2972 | -10.4913 | 24.009 | -7.6149 | 23.8361 | -10.6503
6639 | 25.2967 | -10.4915 | 25.2967 | -10.4915 | 24.0091 | -7.6147 | 23.8356 | -10.6507
6640 | 25.2961 | -10.4918 | 25.2961 | -10.4918 | 24.0092 | -7.6146 | 23.8351 | -10.6511
6641 | 25.2956 | -10.492 | 25.2956 | -10.492 | 24.0093 | -7.6144 | 23.8346 | -10.6516
6642 | 25.2951 | -10.4922 | 25.2951 | -10.4922 | 24.0095 | -7.6142 | 23.8341 | -10.652
6643 | 25.2945 | -10.4925 | 25.2945 | -10.4925 | 24.0096 | -7.614 | 23.8336 | -10.6524
6644 | 25.2939 | -10.4927 | 25.2939 | -10.4927 | 24.0097 | -7.6139 | 23.8331 | -10.6528
6645 | 25.2934 | -10.493 | 25.2934 | -10.493 | 24.0098 | -7.6137 | 23.8326 | -10.6533
6646 | 25.2928 | -10.4933 | 25.2928 | -10.4933 | 24.01 | -7.6135 | 23.8321 | -10.6537
6647 | 25.2922 | -10.4935 | 25.2922 | -10.4935 | 24.0101 | -7.6134 | 23.8317 | -10.6541
6648 | 25.2916 | -10.4938 | 25.2916 | -10.4938 | 24.0102 | -7.6132 | 23.8312 | -10.6546
6649 | 25.291 | -10.4941 | 25.291 | -10.4941 | 24.0103 | -7.613 | 23.8307 | -10.655
6650 | 25.2904 | -10.4944 | 25.2904 | -10.4944 | 24.0105 | -7.6128 | 23.8302 | -10.6554
6651 | 25.2898 | -10.4947 | 25.2898 | -10.4947 | 24.0106 | -7.6127 | 23.8297 | -10.6558
6652 | 25.2892 | -10.495 | 25.2892 | -10.495 | 24.0107 | -7.6125 | 23.8292 | -10.6563
6653 | 25.2886 | -10.4954 | 25.2886 | -10.4954 | 24.0109 | -7.6123 | 23.8287 | -10.6567
6654 | 25.2879 | -10.4957 | 25.2879 | -10.4957 | 24.011 | -7.6121 | 23.8282 | -10.6571
6655 | 25.2873 | -10.496 | 25.2873 | -10.496 | 24.0111 | -7.612 | 23.8277 | -10.6575
6656 | 25.2866 | -10.4964 | 25.2866 | -10.4964 | 24.0112 | -7.6118 | 23.8272 | -10.658
6657 | 25.286 | -10.4967 | 25.286 | -10.4967 | 24.0113 | -7.6117 | 23.8267 | -10.6584
6658 | 25.2853 | -10.4971 | 25.2853 | -10.4971 | 24.0111 | -7.6119 | 23.826 | -10.659
6659 | 25.2846 | -10.4974 | 25.2846 | -10.4974 | 24.0109 | -7.612 | 23.8253 | -10.6597
6660 | 25.2839 | -10.4978 | 25.2839 | -10.4978 | 24.0107 | -7.6121 | 23.8246 | -10.6603
6661 | 25.2833 | -10.4982 | 25.2833 | -10.4982 | 24.0105 | -7.6123 | 23.8239 | -10.6609
6662 | 25.2826 | -10.4986 | 25.2826 | -10.4986 | 24.0103 | -7.6124 | 23.8232 | -10.6616
6663 | 25.2818 | -10.499 | 25.2818 | -10.499 | 24.0101 | -7.6126 | 23.8225 | -10.6622
6664 | 25.2811 | -10.4994 | 25.2811 | -10.4994 | 24.0099 | -7.6127 | 23.8218 | -10.6628
6665 | 25.2804 | -10.4998 | 25.2804 | -10.4998 | 24.0098 | -7.6128 | 23.8211 | -10.6634
6666 | 25.2797 | -10.5002 | 25.2797 | -10.5002 | 24.0096 | -7.613 | 23.8205 | -10.6641
6667 | 25.2789 | -10.5007 | 25.2789 | -10.5007 | 24.0094 | -7.6131 | 23.8198 | -10.6647
6668 | 25.2782 | -10.5011 | 25.2782 | -10.5011 | 24.0092 | -7.6133 | 23.8191 | -10.6653
6669 | 25.2775 | -10.5016 | 25.2775 | -10.5016 | 24.009 | -7.6134 | 23.8184 | -10.666
6670 | 25.2767 | -10.502 | 25.2767 | -10.502 | 24.0088 | -7.6136 | 23.8177 | -10.6666
6671 | 25.2759 | -10.5025 | 25.2759 | -10.5025 | 24.0086 | -7.6137 | 23.817 | -10.6672
6672 | 25.2752 | -10.5029 | 25.2752 | -10.5029 | 24.0084 | -7.6138 | 23.8163 | -10.6678
6673 | 25.2744 | -10.5034 | 25.2744 | -10.5034 | 24.0083 | -7.614 | 23.8156 | -10.6685
6674 | 25.2736 | -10.5039 | 25.2736 | -10.5039 | 24.0081 | -7.6141 | 23.8149 | -10.6691
6675 | 25.2728 | -10.5044 | 25.2728 | -10.5044 | 24.0079 | -7.6143 | 23.8142 | -10.6697
6676 | 25.272 | -10.5049 | 25.272 | -10.5049 | 24.0077 | -7.6144 | 23.8135 | -10.6704
6677 | 25.2712 | -10.5054 | 25.2712 | -10.5054 | 24.0075 | -7.6145 | 23.8128 | -10.671
6678 | 25.2704 | -10.5059 | 25.2704 | -10.5059 | 24.0073 | -7.6147 | 23.8121 | -10.6716
6679 | 25.2695 | -10.5064 | 25.2695 | -10.5064 | 24.0071 | -7.6148 | 23.8114 | -10.6722
6680 | 25.2687 | -10.5069 | 25.2687 | -10.5069 | 24.0069 | -7.615 | 23.8107 | -10.6729
6681 | 25.2679 | -10.5075 | 25.2679 | -10.5075 | 24.0068 | -7.6151 | 23.81 | -10.6735
6682 | 25.267 | -10.508 | 25.267 | -10.508 | 24.0066 | -7.6152 | 23.8093 | -10.6741
6683 | 25.2661 | -10.5086 | 25.2661 | -10.5086 | 24.0064 | -7.6154 | 23.8086 | -10.6748
6684 | 25.2653 | -10.5091 | 25.2653 | -10.5091 | 24.0062 | -7.6155 | 23.8079 | -10.6754
6685 | 25.2644 | -10.5097 | 25.2644 | -10.5097 | 24.006 | -7.6157 | 23.8072 | -10.676
6686 | 25.2635 | -10.5103 | 25.2635 | -10.5103 | 24.0058 | -7.6158 | 23.8066 | -10.6767
6687 | 25.2627 | -10.5108 | 25.2627 | -10.5108 | 24.0056 | -7.6159 | 23.8059 | -10.6773
6688 | 25.2618 | -10.5114 | 25.2618 | -10.5114 | 24.0054 | -7.6161 | 23.8052 | -10.6779
6689 | 25.2609 | -10.512 | 25.2609 | -10.512 | 24.0053 | -7.6162 | 23.8045 | -10.6785
6690 | 25.26 | -10.5126 | 25.26 | -10.5126 | 24.0051 | -7.6164 | 23.8038 | -10.6792
6691 | 25.2591 | -10.5132 | 25.2591 | -10.5132 | 24.0049 | -7.6165 | 23.8031 | -10.6798
6692 | 25.2581 | -10.5138 | 25.2581 | -10.5138 | 24.0047 | -7.6166 | 23.8024 | -10.6804
6693 | 25.2572 | -10.5144 | 25.2572 | -10.5144 | 24.0045 | -7.6168 | 23.8017 | -10.6811
6694 | 25.2563 | -10.5151 | 25.2563 | -10.5151 | 24.0043 | -7.6169 | 23.801 | -10.6817
6695 | 25.2553 | -10.5157 | 25.2553 | -10.5157 | 24.0041 | -7.6171 | 23.8003 | -10.6823
6696 | 25.2544 | -10.5163 | 25.2544 | -10.5163 | 24.0039 | -7.6172 | 23.7996 | -10.6829
6697 | 25.2534 | -10.517 | 25.2534 | -10.517 | 24.0038 | -7.6174 | 23.7989 | -10.6836
6698 | 25.2525 | -10.5176 | 25.2525 | -10.5176 | 24.0036 | -7.6175 | 23.7982 | -10.6842
6699 | 25.2515 | -10.5183 | 25.2515 | -10.5183 | 24.0034 | -7.6176 | 23.7975 | -10.6848
6700 | 25.2505 | -10.519 | 25.2505 | -10.519 | 24.0032 | -7.6178 | 23.7968 | -10.6855
6701 | 25.2496 | -10.5196 | 25.2496 | -10.5196 | 24.003 | -7.6179 | 23.7961 | -10.6861
6702 | 25.2486 | -10.5203 | 25.2486 | -10.5203 | 24.0028 | -7.6181 | 23.7954 | -10.6867
6703 | 25.2476 | -10.521 | 25.2476 | -10.521 | 24.0026 | -7.6182 | 23.7947 | -10.6873
6704 | 25.2466 | -10.5217 | 25.2466 | -10.5217 | 24.0024 | -7.6183 | 23.794 | -10.688
6705 | 25.2456 | -10.5224 | 25.2456 | -10.5224 | 24.0022 | -7.6185 | 23.7933 | -10.6886
6706 | 25.2446 | -10.5231 | 25.2446 | -10.5231 | 24.0021 | -7.6186 | 23.7927 | -10.6892
6707 | 25.2435 | -10.5238 | 25.2435 | -10.5238 | 24.0018 | -7.6188 | 23.792 | -10.6899
6708 | 25.2425 | -10.5245 | 25.2425 | -10.5245 | 24.0014 | -7.6192 | 23.7915 | -10.6903
6709 | 25.2415 | -10.5252 | 25.2415 | -10.5252 | 24.0009 | -7.6196 | 23.791 | -10.6907
6710 | 25.2405 | -10.526 | 25.2405 | -10.526 | 24.0005 | -7.62 | 23.7905 | -10.6912
6711 | 25.2394 | -10.5267 | 25.2394 | -10.5267 | 24.0001 | -7.6204 | 23.79 | -10.6916
6712 | 25.2384 | -10.5274 | 25.2384 | -10.5274 | 23.9996 | -7.6208 | 23.7895 | -10.692
6713 | 25.2373 | -10.5282 | 25.2373 | -10.5282 | 23.9992 | -7.6211 | 23.789 | -10.6924
6714 | 25.2363 | -10.5289 | 25.2363 | -10.5289 | 23.9988 | -7.6215 | 23.7885 | -10.6929
6715 | 25.2352 | -10.5297 | 25.2352 | -10.5297 | 23.9984 | -7.6219 | 23.788 | -10.6933
6716 | 25.2341 | -10.5305 | 25.2341 | -10.5305 | 23.9979 | -7.6223 | 23.7875 | -10.6937
6717 | 25.233 | -10.5312 | 25.233 | -10.5312 | 23.9975 | -7.6227 | 23.787 | -10.6942
6718 | 25.232 | -10.532 | 25.232 | -10.532 | 23.9971 | -7.6231 | 23.7865 | -10.6946
6719 | 25.2309 | -10.5328 | 25.2309 | -10.5328 | 23.9966 | -7.6234 | 23.786 | -10.695
6720 | 25.2298 | -10.5336 | 25.2298 | -10.5336 | 23.9962 | -7.6238 | 23.7855 | -10.6955
6721 | 25.2287 | -10.5344 | 25.2287 | -10.5344 | 23.9958 | -7.6242 | 23.785 | -10.6959
6722 | 25.2276 | -10.5352 | 25.2276 | -10.5352 | 23.9953 | -7.6246 | 23.7845 | -10.6963
6723 | 25.2264 | -10.536 | 25.2264 | -10.536 | 23.9949 | -7.625 | 23.784 | -10.6967
6724 | 25.2253 | -10.5368 | 25.2253 | -10.5368 | 23.9945 | -7.6254 | 23.7835 | -10.6972
6725 | 25.2242 | -10.5376 | 25.2242 | -10.5376 | 23.9941 | -7.6257 | 23.783 | -10.6976
6726 | 25.2231 | -10.5384 | 25.2231 | -10.5384 | 23.9936 | -7.6261 | 23.7825 | -10.698
6727 | 25.222 | -10.5393 | 25.222 | -10.5393 | 23.9932 | -7.6265 | 23.782 | -10.6985
6728 | 25.2208 | -10.5401 | 25.2208 | -10.5401 | 23.9928 | -7.6269 | 23.7815 | -10.6989
6729 | 25.2197 | -10.5409 | 25.2197 | -10.5409 | 23.9923 | -7.6273 | 23.781 | -10.6993
6730 | 25.2185 | -10.5418 | 25.2185 | -10.5418 | 23.9919 | -7.6277 | 23.7806 | -10.6998
6731 | 25.2174 | -10.5426 | 25.2174 | -10.5426 | 23.9915 | -7.628 | 23.7801 | -10.7002
6732 | 25.2162 | -10.5435 | 25.2162 | -10.5435 | 23.991 | -7.6284 | 23.7796 | -10.7006
6733 | 25.2151 | -10.5443 | 25.2151 | -10.5443 | 23.9906 | -7.6288 | 23.7791 | -10.701
6734 | 25.2139 | -10.5452 | 25.2139 | -10.5452 | 23.9902 | -7.6292 | 23.7786 | -10.7015
6735 | 25.2127 | -10.546 | 25.2127 | -10.546 | 23.9898 | -7.6296 | 23.7781 | -10.7019
6736 | 25.2115 | -10.5469 | 25.2115 | -10.5469 | 23.9893 | -7.63 | 23.7776 | -10.7023
6737 | 25.2104 | -10.5478 | 25.2104 | -10.5478 | 23.9889 | -7.6303 | 23.7771 | -10.7028
6738 | 25.2092 | -10.5487 | 25.2092 | -10.5487 | 23.9885 | -7.6307 | 23.7766 | -10.7032
6739 | 25.208 | -10.5495 | 25.208 | -10.5495 | 23.988 | -7.6311 | 23.7761 | -10.7036
6740 | 25.2068 | -10.5504 | 25.2068 | -10.5504 | 23.9876 | -7.6315 | 23.7756 | -10.7041
6741 | 25.2056 | -10.5513 | 25.2056 | -10.5513 | 23.9872 | -7.6319 | 23.7751 | -10.7045
6742 | 25.2044 | -10.5522 | 25.2044 | -10.5522 | 23.9867 | -7.6322 | 23.7746 | -10.7049
6743 | 25.2032 | -10.5531 | 25.2032 | -10.5531 | 23.9863 | -7.6326 | 23.7741 | -10.7054
6744 | 25.202 | -10.554 | 25.202 | -10.554 | 23.9859 | -7.633 | 23.7736 | -10.7058
6745 | 25.2008 | -10.5549 | 25.2008 | -10.5549 | 23.9855 | -7.6334 | 23.7731 | -10.7062
6746 | 25.1995 | -10.5558 | 25.1995 | -10.5558 | 23.985 | -7.6338 | 23.7726 | -10.7066
6747 | 25.1983 | -10.5567 | 25.1983 | -10.5567 | 23.9846 | -7.6342 | 23.7721 | -10.7071
6748 | 25.1971 | -10.5577 | 25.1971 | -10.5577 | 23.9842 | -7.6345 | 23.7716 | -10.7075
6749 | 25.1959 | -10.5586 | 25.1959 | -10.5586 | 23.9837 | -7.6349 | 23.7711 | -10.7079
6750 | 25.1946 | -10.5595 | 25.1946 | -10.5595 | 23.9833 | -7.6353 | 23.7706 | -10.7084
6751 | 25.1934 | -10.5604 | 25.1934 | -10.5604 | 23.9829 | -7.6357 | 23.7701 | -10.7088
6752 | 25.1921 | -10.5614 | 25.1921 | -10.5614 | 23.9824 | -7.6361 | 23.7696 | -10.7092
6753 | 25.1909 | -10.5623 | 25.1909 | -10.5623 | 23.982 | -7.6365 | 23.7691 | -10.7097
6754 | 25.1897 | -10.5633 | 25.1897 | -10.5633 | 23.9816 | -7.6368 | 23.7687 | -10.7101
6755 | 25.1884 | -10.5642 | 25.1884 | -10.5642 | 23.9812 | -7.6372 | 23.7682 | -10.7105
6756 | 25.1872 | -10.5651 | 25.1872 | -10.5651 | 23.9807 | -7.6376 | 23.7677 | -10.7109
6757 | 25.1859 | -10.5661 | 25.1859 | -10.5661 | 23.9803 | -7.638 | 23.7672 | -10.7114
6758 | 25.1846 | -10.567 | 25.1846 | -10.567 | 23.9798 | -7.6384 | 23.7667 | -10.7118
6759 | 25.1834 | -10.568 | 25.1834 | -10.568 | 23.9793 | -7.6389 | 23.7662 | -10.7122
6760 | 25.1821 | -10.569 | 25.1821 | -10.569 | 23.9788 | -7.6393 | 23.7657 | -10.7127
6761 | 25.1808 | -10.5699 | 25.1808 | -10.5699 | 23.9784 | -7.6397 | 23.7652 | -10.7131
6762 | 25.1796 | -10.5709 | 25.1796 | -10.5709 | 23.9779 | -7.6402 | 23.7647 | -10.7135
6763 | 25.1783 | -10.5719 | 25.1783 | -10.5719 | 23.9774 | -7.6406 | 23.7642 | -10.714
6764 | 25.177 | -10.5728 | 25.177 | -10.5728 | 23.9769 | -7.641 | 23.7637 | -10.7144
6765 | 25.1757 | -10.5738 | 25.1757 | -10.5738 | 23.9764 | -7.6415 | 23.7632 | -10.7148
6766 | 25.1744 | -10.5748 | 25.1744 | -10.5748 | 23.976 | -7.6419 | 23.7627 | -10.7153
6767 | 25.1732 | -10.5758 | 25.1732 | -10.5758 | 23.9755 | -7.6423 | 23.7622 | -10.7157
6768 | 25.1719 | -10.5767 | 25.1719 | -10.5767 | 23.975 | -7.6428 | 23.7617 | -10.7161
6769 | 25.1706 | -10.5777 | 25.1706 | -10.5777 | 23.9745 | -7.6432 | 23.7612 | -10.7165
6770 | 25.1693 | -10.5787 | 25.1693 | -10.5787 | 23.974 | -7.6436 | 23.7607 | -10.717
6771 | 25.168 | -10.5797 | 25.168 | -10.5797 | 23.9736 | -7.6441 | 23.7602 | -10.7174
6772 | 25.1667 | -10.5807 | 25.1667 | -10.5807 | 23.9731 | -7.6445 | 23.7597 | -10.7178
6773 | 25.1654 | -10.5817 | 25.1654 | -10.5817 | 23.9726 | -7.6449 | 23.7592 | -10.7183
6774 | 25.1641 | -10.5827 | 25.1641 | -10.5827 | 23.9721 | -7.6454 | 23.7587 | -10.7187
6775 | 25.1628 | -10.5837 | 25.1628 | -10.5837 | 23.9716 | -7.6458 | 23.7582 | -10.7191
6776 | 25.1615 | -10.5846 | 25.1615 | -10.5846 | 23.9712 | -7.6462 | 23.7577 | -10.7196
6777 | 25.1602 | -10.5856 | 25.1602 | -10.5856 | 23.9707 | -7.6467 | 23.7572 | -10.72
6778 | 25.1589 | -10.5866 | 25.1589 | -10.5866 | 23.9702 | -7.6471 | 23.7567 | -10.7204
6779 | 25.1576 | -10.5876 | 25.1576 | -10.5876 | 23.9697 | -7.6475 | 23.7562 | -10.7209
6780 | 25.1563 | -10.5887 | 25.1563 | -10.5887 | 23.9692 | -7.648 | 23.7557 | -10.7213
6781 | 25.1549 | -10.5897 | 25.1549 | -10.5897 | 23.9688 | -7.6484 | 23.7552 | -10.7217
6782 | 25.1536 | -10.5907 | 25.1536 | -10.5907 | 23.9683 | -7.6488 | 23.7548 | -10.7222
6783 | 25.1523 | -10.5917 | 25.1523 | -10.5917 | 23.9678 | -7.6493 | 23.7543 | -10.7226
6784 | 25.151 | -10.5927 | 25.151 | -10.5927 | 23.9673 | -7.6497 | 23.7538 | -10.723
6785 | 25.1497 | -10.5937 | 25.1497 | -10.5937 | 23.9668 | -7.6501 | 23.7533 | -10.7234
6786 | 25.1484 | -10.5947 | 25.1484 | -10.5947 | 23.9664 | -7.6506 | 23.7528 | -10.7239
6787 | 25.147 | -10.5957 | 25.147 | -10.5957 | 23.9659 | -7.651 | 23.7523 | -10.7243
6788 | 25.1457 | -10.5967 | 25.1457 | -10.5967 | 23.9654 | -7.6514 | 23.7518 | -10.7247
6789 | 25.1444 | -10.5977 | 25.1444 | -10.5977 | 23.9649 | -7.6519 | 23.7513 | -10.7252
6790 | 25.1431 | -10.5987 | 25.1431 | -10.5987 | 23.9644 | -7.6523 | 23.7508 | -10.7256
6791 | 25.1418 | -10.5998 | 25.1418 | -10.5998 | 23.964 | -7.6527 | 23.7503 | -10.726
6792 | 25.1404 | -10.6008 | 25.1404 | -10.6008 | 23.9635 | -7.6532 | 23.7498 | -10.7265
6793 | 25.1391 | -10.6018 | 25.1391 | -10.6018 | 23.963 | -7.6536 | 23.7493 | -10.7269
6794 | 25.1378 | -10.6028 | 25.1378 | -10.6028 | 23.9625 | -7.654 | 23.7488 | -10.7273
6795 | 25.1365 | -10.6038 | 25.1365 | -10.6038 | 23.962 | -7.6545 | 23.7483 | -10.7278
6796 | 25.1351 | -10.6048 | 25.1351 | -10.6048 | 23.9616 | -7.6549 | 23.7478 | -10.7282
6797 | 25.1338 | -10.6059 | 25.1338 | -10.6059 | 23.9611 | -7.6553 | 23.7473 | -10.7286
6798 | 25.1325 | -10.6069 | 25.1325 | -10.6069 | 23.9606 | -7.6558 | 23.7468 | -10.7291
6799 | 25.1312 | -10.6079 | 25.1312 | -10.6079 | 23.9601 | -7.6562 | 23.7463 | -10.7295
6800 | 25.1298 | -10.6089 | 25.1298 | -10.6089 | 23.9596 | -7.6566 | 23.7458 | -10.7299
6801 | 25.1285 | -10.6099 | 25.1285 | -10.6099 | 23.9592 | -7.6571 | 23.7453 | -10.7303
6802 | 25.1272 | -10.6109 | 25.1272 | -10.6109 | 23.9587 | -7.6575 | 23.7448 | -10.7308
6803 | 25.1259 | -10.612 | 25.1259 | -10.612 | 23.9582 | -7.6579 | 23.7443 | -10.7312
6804 | 25.1245 | -10.613 | 25.1245 | -10.613 | 23.9577 | -7.6584 | 23.7438 | -10.7316
6805 | 25.1232 | -10.614 | 25.1232 | -10.614 | 23.9572 | -7.6588 | 23.7433 | -10.7321
6806 | 25.1219 | -10.615 | 25.1219 | -10.615 | 23.9568 | -7.6592 | 23.7428 | -10.7325
6807 | 25.1206 | -10.616 | 25.1206 | -10.616 | 23.9562 | -7.6597 | 23.7423 | -10.7329
6808 | 25.1193 | -10.617 | 25.1193 | -10.617 | 23.9556 | -7.6603 | 23.7416 | -10.7336
6809 | 25.1179 | -10.618 | 25.1179 | -10.618 | 23.955 | -7.6609 | 23.7409 | -10.7342
6810 | 25.1166 | -10.6191 | 25.1166 | -10.6191 | 23.9543 | -7.6615 | 23.7402 | -10.7348
6811 | 25.1153 | -10.6201 | 25.1153 | -10.6201 | 23.9537 | -7.6621 | 23.7396 | -10.7355
6812 | 25.114 | -10.6211 | 25.114 | -10.6211 | 23.9531 | -7.6627 | 23.7389 | -10.7361
6813 | 25.1127 | -10.6221 | 25.1127 | -10.6221 | 23.9524 | -7.6632 | 23.7382 | -10.7367
6814 | 25.1113 | -10.6231 | 25.1113 | -10.6231 | 23.9518 | -7.6638 | 23.7375 | -10.7374
6815 | 25.11 | -10.6241 | 25.11 | -10.6241 | 23.9512 | -7.6644 | 23.7368 | -10.738
6816 | 25.1087 | -10.6251 | 25.1087 | -10.6251 | 23.9506 | -7.665 | 23.7361 | -10.7386
6817 | 25.1074 | -10.6261 | 25.1074 | -10.6261 | 23.9499 | -7.6656 | 23.7354 | -10.7393
6818 | 25.1061 | -10.6271 | 25.1061 | -10.6271 | 23.9493 | -7.6662 | 23.7347 | -10.7399
6819 | 25.1048 | -10.6281 | 25.1048 | -10.6281 | 23.9487 | -7.6667 | 23.734 | -10.7405
6820 | 25.1035 | -10.6291 | 25.1035 | -10.6291 | 23.948 | -7.6673 | 23.7333 | -10.7412
6821 | 25.1022 | -10.6301 | 25.1022 | -10.6301 | 23.9474 | -7.6679 | 23.7326 | -10.7418
6822 | 25.1009 | -10.6311 | 25.1009 | -10.6311 | 23.9468 | -7.6685 | 23.7319 | -10.7424
6823 | 25.0996 | -10.6321 | 25.0996 | -10.6321 | 23.9461 | -7.6691 | 23.7312 | -10.7431
6824 | 25.0982 | -10.6331 | 25.0982 | -10.6331 | 23.9455 | -7.6697 | 23.7305 | -10.7437
6825 | 25.0969 | -10.6341 | 25.0969 | -10.6341 | 23.9449 | -7.6702 | 23.7298 | -10.7443
6826 | 25.0956 | -10.6351 | 25.0956 | -10.6351 | 23.9442 | -7.6708 | 23.7291 | -10.7449
6827 | 25.0944 | -10.6361 | 25.0944 | -10.6361 | 23.9436 | -7.6714 | 23.7284 | -10.7456
6828 | 25.0931 | -10.6371 | 25.0931 | -10.6371 | 23.943 | -7.672 | 23.7277 | -10.7462
6829 | 25.0918 | -10.6381 | 25.0918 | -10.6381 | 23.9424 | -7.6726 | 23.727 | -10.7468
6830 | 25.0905 | -10.639 | 25.0905 | -10.639 | 23.9417 | -7.6732 | 23.7263 | -10.7475
6831 | 25.0892 | -10.64 | 25.0892 | -10.64 | 23.9411 | -7.6738 | 23.7256 | -10.7481
6832 | 25.0879 | -10.641 | 25.0879 | -10.641 | 23.9405 | -7.6743 | 23.7249 | -10.7487
6833 | 25.0866 | -10.642 | 25.0866 | -10.642 | 23.9398 | -7.6749 | 23.7242 | -10.7494
6834 | 25.0853 | -10.6429 | 25.0853 | -10.6429 | 23.9392 | -7.6755 | 23.7235 | -10.75
6835 | 25.0841 | -10.6439 | 25.0841 | -10.6439 | 23.9386 | -7.6761 | 23.7228 | -10.7506
6836 | 25.0828 | -10.6449 | 25.0828 | -10.6449 | 23.9379 | -7.6767 | 23.7221 | -10.7513
6837 | 25.0815 | -10.6458 | 25.0815 | -10.6458 | 23.9373 | -7.6772 | 23.7214 | -10.7519
6838 | 25.0802 | -10.6468 | 25.0802 | -10.6468 | 23.9367 | -7.6778 | 23.7207 | -10.7525
6839 | 25.079 | -10.6478 | 25.079 | -10.6478 | 23.936 | -7.6784 | 23.72 | -10.7532
6840 | 25.0777 | -10.6487 | 25.0777 | -10.6487 | 23.9354 | -7.679 | 23.7193 | -10.7538
6841 | 25.0765 | -10.6497 | 25.0765 | -10.6497 | 23.9348 | -7.6796 | 23.7186 | -10.7544
6842 | 25.0752 | -10.6506 | 25.0752 | -10.6506 | 23.9342 | -7.6802 | 23.7179 | -10.7551
6843 | 25.0739 | -10.6516 | 25.0739 | -10.6516 | 23.9335 | -7.6808 | 23.7172 | -10.7557
6844 | 25.0727 | -10.6525 | 25.0727 | -10.6525 | 23.9329 | -7.6813 | 23.7165 | -10.7563
6845 | 25.0714 | -10.6534 | 25.0714 | -10.6534 | 23.9323 | -7.6819 | 23.7158 | -10.757
6846 | 25.0702 | -10.6544 | 25.0702 | -10.6544 | 23.9316 | -7.6825 | 23.7151 | -10.7576
6847 | 25.069 | -10.6553 | 25.069 | -10.6553 | 23.931 | -7.6831 | 23.7144 | -10.7582
6848 | 25.0677 | -10.6562 | 25.0677 | -10.6562 | 23.9304 | -7.6837 | 23.7138 | -10.7589
6849 | 25.0665 | -10.6572 | 25.0665 | -10.6572 | 23.9297 | -7.6843 | 23.7131 | -10.7595
6850 | 25.0652 | -10.6581 | 25.0652 | -10.6581 | 23.9291 | -7.6848 | 23.7124 | -10.7601
6851 | 25.064 | -10.659 | 25.064 | -10.659 | 23.9285 | -7.6854 | 23.7117 | -10.7608
6852 | 25.0628 | -10.6599 | 25.0628 | -10.6599 | 23.9278 | -7.686 | 23.711 | -10.7614
6853 | 25.0616 | -10.6608 | 25.0616 | -10.6608 | 23.9272 | -7.6866 | 23.7103 | -10.762
6854 | 25.0604 | -10.6617 | 25.0604 | -10.6617 | 23.9266 | -7.6872 | 23.7096 | -10.7627
6855 | 25.0592 | -10.6626 | 25.0592 | -10.6626 | 23.926 | -7.6878 | 23.7089 | -10.7633
6856 | 25.0579 | -10.6635 | 25.0579 | -10.6635 | 23.9253 | -7.6883 | 23.7082 | -10.7639
6857 | 25.0567 | -10.6644 | 25.0567 | -10.6644 | 23.9246 | -7.689 | 23.7075 | -10.7646
6858 | 25.0555 | -10.6653 | 25.0555 | -10.6653 | 23.9237 | -7.6899 | 23.7068 | -10.7652
6859 | 25.0543 | -10.6662 | 25.0543 | -10.6662 | 23.9228 | -7.6907 | 23.7061 | -10.7658
6860 | 25.0532 | -10.6671 | 25.0532 | -10.6671 | 23.922 | -7.6915 | 23.7054 | -10.7665
6861 | 25.052 | -10.668 | 25.052 | -10.668 | 23.9211 | -7.6924 | 23.7047 | -10.7671
6862 | 25.0508 | -10.6689 | 25.0508 | -10.6689 | 23.9202 | -7.6932 | 23.704 | -10.7677
6863 | 25.0496 | -10.6697 | 25.0496 | -10.6697 | 23.9193 | -7.694 | 23.7033 | -10.7684
6864 | 25.0484 | -10.6706 | 25.0484 | -10.6706 | 23.9184 | -7.6949 | 23.7026 | -10.769
6865 | 25.0473 | -10.6714 | 25.0473 | -10.6714 | 23.9176 | -7.6957 | 23.7019 | -10.7696
6866 | 25.0461 | -10.6723 | 25.0461 | -10.6723 | 23.9167 | -7.6965 | 23.7012 | -10.7703
6867 | 25.045 | -10.6731 | 25.045 | -10.6731 | 23.9158 | -7.6974 | 23.7005 | -10.7709
6868 | 25.0438 | -10.674 | 25.0438 | -10.674 | 23.9149 | -7.6982 | 23.6998 | -10.7715
6869 | 25.0426 | -10.6748 | 25.0426 | -10.6748 | 23.9141 | -7.699 | 23.6991 | -10.7722
6870 | 25.0415 | -10.6757 | 25.0415 | -10.6757 | 23.9132 | -7.6999 | 23.6984 | -10.7728
6871 | 25.0404 | -10.6765 | 25.0404 | -10.6765 | 23.9123 | -7.7007 | 23.6977 | -10.7734
6872 | 25.0392 | -10.6773 | 25.0392 | -10.6773 | 23.9114 | -7.7015 | 23.697 | -10.7741
6873 | 25.0381 | -10.6781 | 25.0381 | -10.6781 | 23.9105 | -7.7024 | 23.6963 | -10.7747
6874 | 25.037 | -10.679 | 25.037 | -10.679 | 23.9097 | -7.7032 | 23.6956 | -10.7753
6875 | 25.0359 | -10.6798 | 25.0359 | -10.6798 | 23.9088 | -7.704 | 23.6949 | -10.776
6876 | 25.0348 | -10.6806 | 25.0348 | -10.6806 | 23.9079 | -7.7049 | 23.6942 | -10.7766
6877 | 25.0336 | -10.6814 | 25.0336 | -10.6814 | 23.907 | -7.7057 | 23.6935 | -10.7772
6878 | 25.0325 | -10.6822 | 25.0325 | -10.6822 | 23.9062 | -7.7065 | 23.6928 | -10.7779
6879 | 25.0314 | -10.683 | 25.0314 | -10.683 | 23.9053 | -7.7073 | 23.6921 | -10.7785
6880 | 25.0304 | -10.6837 | 25.0304 | -10.6837 | 23.9044 | -7.7082 | 23.6914 | -10.7791
6881 | 25.0293 | -10.6845 | 25.0293 | -10.6845 | 23.9035 | -7.709 | 23.6907 | -10.7797
6882 | 25.0282 | -10.6853 | 25.0282 | -10.6853 | 23.9026 | -7.7098 | 23.69 | -10.7804
6883 | 25.0271 | -10.686 | 25.0271 | -10.686 | 23.9018 | -7.7107 | 23.6893 | -10.781
6884 | 25.0261 | -10.6868 | 25.0261 | -10.6868 | 23.9009 | -7.7115 | 23.6886 | -10.7816
6885 | 25.025 | -10.6876 | 25.025 | -10.6876 | 23.9 | -7.7123 | 23.6879 | -10.7823
6886 | 25.0239 | -10.6883 | 25.0239 | -10.6883 | 23.8991 | -7.7132 | 23.6872 | -10.7829
6887 | 25.0229 | -10.689 | 25.0229 | -10.689 | 23.8982 | -7.714 | 23.6865 | -10.7835
6888 | 25.0218 | -10.6898 | 25.0218 | -10.6898 | 23.8974 | -7.7148 | 23.6858 | -10.7842
6889 | 25.0208 | -10.6905 | 25.0208 | -10.6905 | 23.8965 | -7.7157 | 23.6851 | -10.7848
6890 | 25.0198 | -10.6912 | 25.0198 | -10.6912 | 23.8956 | -7.7165 | 23.6844 | -10.7854
6891 | 25.0187 | -10.692 | 25.0187 | -10.692 | 23.8947 | -7.7173 | 23.6837 | -10.7861
6892 | 25.0177 | -10.6927 | 25.0177 | -10.6927 | 23.8939 | -7.7182 | 23.6831 | -10.7867
6893 | 25.0167 | -10.6934 | 25.0167 | -10.6934 | 23.893 | -7.719 | 23.6824 | -10.7873
6894 | 25.0157 | -10.6941 | 25.0157 | -10.6941 | 23.8921 | -7.7198 | 23.6817 | -10.788
6895 | 25.0147 | -10.6948 | 25.0147 | -10.6948 | 23.8912 | -7.7207 | 23.681 | -10.7886
6896 | 25.0137 | -10.6954 | 25.0137 | -10.6954 | 23.8903 | -7.7215 | 23.6803 | -10.7892
6897 | 25.0127 | -10.6961 | 25.0127 | -10.6961 | 23.8895 | -7.7223 | 23.6796 | -10.7899
6898 | 25.0117 | -10.6968 | 25.0117 | -10.6968 | 23.8886 | -7.7232 | 23.6789 | -10.7905
6899 | 25.0108 | -10.6975 | 25.0108 | -10.6975 | 23.8877 | -7.724 | 23.6782 | -10.7911
6900 | 25.0098 | -10.6981 | 25.0098 | -10.6981 | 23.8868 | -7.7248 | 23.6775 | -10.7918
6901 | 25.0088 | -10.6988 | 25.0088 | -10.6988 | 23.886 | -7.7256 | 23.6768 | -10.7924
6902 | 25.0079 | -10.6994 | 25.0079 | -10.6994 | 23.8851 | -7.7265 | 23.6761 | -10.793
6903 | 25.0069 | -10.7001 | 25.0069 | -10.7001 | 23.8842 | -7.7273 | 23.6754 | -10.7937
6904 | 25.006 | -10.7007 | 25.006 | -10.7007 | 23.8833 | -7.7282 | 23.6747 | -10.7943
6905 | 25.0051 | -10.7013 | 25.0051 | -10.7013 | 23.8824 | -7.729 | 23.674 | -10.7949
6906 | 25.0041 | -10.7019 | 25.0041 | -10.7019 | 23.8816 | -7.7298 | 23.6733 | -10.7956
6907 | 25.0032 | -10.7025 | 25.0032 | -10.7025 | 23.8807 | -7.7306 | 23.6726 | -10.7962
6908 | 25.0023 | -10.7032 | 25.0023 | -10.7032 | 23.88 | -7.7313 | 23.6721 | -10.7967
6909 | 25.0014 | -10.7037 | 25.0014 | -10.7037 | 23.8792 | -7.732 | 23.6716 | -10.7971
6910 | 25.0005 | -10.7043 | 25.0005 | -10.7043 | 23.8784 | -7.7328 | 23.6711 | -10.7975
6911 | 24.9996 | -10.7049 | 24.9996 | -10.7049 | 23.8777 | -7.7335 | 23.6706 | -10.798
6912 | 24.9987 | -10.7055 | 24.9987 | -10.7055 | 23.8769 | -7.7342 | 23.6701 | -10.7984
6913 | 24.9978 | -10.7061 | 24.9978 | -10.7061 | 23.8761 | -7.7349 | 23.6696 | -10.7988
6914 | 24.997 | -10.7066 | 24.997 | -10.7066 | 23.8754 | -7.7356 | 23.6691 | -10.7993
6915 | 24.9961 | -10.7072 | 24.9961 | -10.7072 | 23.8746 | -7.7364 | 23.6686 | -10.7997
6916 | 24.9952 | -10.7077 | 24.9952 | -10.7077 | 23.8738 | -7.7371 | 23.6681 | -10.8001
6917 | 24.9944 | -10.7083 | 24.9944 | -10.7083 | 23.8731 | -7.7378 | 23.6676 | -10.8006
6918 | 24.9935 | -10.7088 | 24.9935 | -10.7088 | 23.8723 | -7.7385 | 23.6671 | -10.801
6919 | 24.9927 | -10.7093 | 24.9927 | -10.7093 | 23.8715 | -7.7393 | 23.6666 | -10.8014
6920 | 24.9919 | -10.7099 | 24.9919 | -10.7099 | 23.8708 | -7.74 | 23.6661 | -10.8019
6921 | 24.9911 | -10.7104 | 24.9911 | -10.7104 | 23.87 | -7.7407 | 23.6656 | -10.8023
6922 | 24.9902 | -10.7109 | 24.9902 | -10.7109 | 23.8692 | -7.7414 | 23.6651 | -10.8027
6923 | 24.9894 | -10.7114 | 24.9894 | -10.7114 | 23.8685 | -7.7421 | 23.6646 | -10.8032
6924 | 24.9886 | -10.7119 | 24.9886 | -10.7119 | 23.8677 | -7.7428 | 23.6641 | -10.8036
6925 | 24.9879 | -10.7123 | 24.9879 | -10.7123 | 23.8669 | -7.7436 | 23.6636 | -10.804
6926 | 24.9871 | -10.7128 | 24.9871 | -10.7128 | 23.8662 | -7.7443 | 23.6631 | -10.8045
6927 | 24.9863 | -10.7133 | 24.9863 | -10.7133 | 23.8654 | -7.745 | 23.6626 | -10.8049
6928 | 24.9855 | -10.7137 | 24.9855 | -10.7137 | 23.8646 | -7.7457 | 23.6621 | -10.8053
6929 | 24.9848 | -10.7142 | 24.9848 | -10.7142 | 23.8639 | -7.7465 | 23.6616 | -10.8058
6930 | 24.984 | -10.7146 | 24.984 | -10.7146 | 23.8631 | -7.7472 | 23.6611 | -10.8062
6931 | 24.9833 | -10.7151 | 24.9833 | -10.7151 | 23.8623 | -7.7479 | 23.6606 | -10.8066
6932 | 24.9825 | -10.7155 | 24.9825 | -10.7155 | 23.8616 | -7.7486 | 23.6601 | -10.8071
6933 | 24.9818 | -10.7159 | 24.9818 | -10.7159 | 23.8608 | -7.7493 | 23.6596 | -10.8075
6934 | 24.9811 | -10.7163 | 24.9811 | -10.7163 | 23.86 | -7.7501 | 23.6591 | -10.8079
6935 | 24.9804 | -10.7167 | 24.9804 | -10.7167 | 23.8593 | -7.7508 | 23.6586 | -10.8084
6936 | 24.9797 | -10.7171 | 24.9797 | -10.7171 | 23.8585 | -7.7515 | 23.6581 | -10.8088
6937 | 24.979 | -10.7175 | 24.979 | -10.7175 | 23.8577 | -7.7522 | 23.6576 | -10.8092
6938 | 24.9783 | -10.7179 | 24.9783 | -10.7179 | 23.857 | -7.753 | 23.6571 | -10.8097
6939 | 24.9776 | -10.7183 | 24.9776 | -10.7183 | 23.8562 | -7.7537 | 23.6566 | -10.8101
6940 | 24.9769 | -10.7187 | 24.9769 | -10.7187 | 23.8554 | -7.7544 | 23.6561 | -10.8105
6941 | 24.9762 | -10.719 | 24.9762 | -10.719 | 23.8547 | -7.7551 | 23.6556 | -10.811
6942 | 24.9756 | -10.7194 | 24.9756 | -10.7194 | 23.8539 | -7.7558 | 23.6551 | -10.8114
6943 | 24.9749 | -10.7197 | 24.9749 | -10.7197 | 23.8531 | -7.7565 | 23.6546 | -10.8119
6944 | 24.9743 | -10.72 | 24.9743 | -10.72 | 23.8524 | -7.7573 | 23.6541 | -10.8123
6945 | 24.9736 | -10.7204 | 24.9736 | -10.7204 | 23.8516 | -7.758 | 23.6536 | -10.8127
6946 | 24.973 | -10.7207 | 24.973 | -10.7207 | 23.8508 | -7.7587 | 23.6531 | -10.8132
6947 | 24.9724 | -10.721 | 24.9724 | -10.721 | 23.85 | -7.7594 | 23.6526 | -10.8136
6948 | 24.9718 | -10.7213 | 24.9718 | -10.7213 | 23.8493 | -7.7602 | 23.6521 | -10.814
6949 | 24.9712 | -10.7216 | 24.9712 | -10.7216 | 23.8485 | -7.7609 | 23.6516 | -10.8145
6950 | 24.9706 | -10.7219 | 24.9706 | -10.7219 | 23.8477 | -7.7616 | 23.6511 | -10.8149
6951 | 24.97 | -10.7222 | 24.97 | -10.7222 | 23.847 | -7.7623 | 23.6506 | -10.8153
6952 | 24.9694 | -10.7224 | 24.9694 | -10.7224 | 23.8462 | -7.763 | 23.6501 | -10.8158
6953 | 24.9688 | -10.7227 | 24.9688 | -10.7227 | 23.8454 | -7.7638 | 23.6496 | -10.8162
6954 | 24.9683 | -10.7229 | 24.9683 | -10.7229 | 23.8447 | -7.7645 | 23.6491 | -10.8166
6955 | 24.9677 | -10.7232 | 24.9677 | -10.7232 | 23.8439 | -7.7652 | 23.6486 | -10.8171
6956 | 24.9672 | -10.7234 | 24.9672 | -10.7234 | 23.8431 | -7.7659 | 23.6481 | -10.8175
6957 | 24.9666 | -10.7237 | 24.9666 | -10.7237 | 23.8425 | -7.7666 | 23.6477 | -10.8179
6958 | 24.9661 | -10.7239 | 24.9661 | -10.7239 | 23.8419 | -7.7671 | 23.6471 | -10.8184
6959 | 24.9656 | -10.7241 | 24.9656 | -10.7241 | 23.8412 | -7.7677 | 23.6466 | -10.8188
6960 | 24.9651 | -10.7243 | 24.9651 | -10.7243 | 23.8406 | -7.7683 | 23.6461 | -10.8193
6961 | 24.9645 | -10.7245 | 24.9645 | -10.7245 | 23.84 | -7.7688 | 23.6456 | -10.8197
6962 | 24.964 | -10.7247 | 24.964 | -10.7247 | 23.8394 | -7.7694 | 23.6451 | -10.8201
6963 | 24.9636 | -10.7249 | 24.9636 | -10.7249 | 23.8388 | -7.7699 | 23.6446 | -10.8206
6964 | 24.9631 | -10.7251 | 24.9631 | -10.7251 | 23.8382 | -7.7705 | 23.6441 | -10.821
6965 | 24.9626 | -10.7252 | 24.9626 | -10.7252 | 23.8376 | -7.771 | 23.6436 | -10.8214
6966 | 24.9621 | -10.7254 | 24.9621 | -10.7254 | 23.837 | -7.7716 | 23.6431 | -10.8219
6967 | 24.9617 | -10.7255 | 24.9617 | -10.7255 | 23.8364 | -7.7722 | 23.6426 | -10.8223
6968 | 24.9612 | -10.7257 | 24.9612 | -10.7257 | 23.8358 | -7.7727 | 23.6421 | -10.8228
6969 | 24.9608 | -10.7258 | 24.9608 | -10.7258 | 23.8352 | -7.7733 | 23.6416 | -10.8232
6970 | 24.9603 | -10.7259 | 24.9603 | -10.7259 | 23.8346 | -7.7739 | 23.6411 | -10.8236
6971 | 24.9599 | -10.7261 | 24.9599 | -10.7261 | 23.834 | -7.7744 | 23.6406 | -10.8241
6972 | 24.9595 | -10.7262 | 24.9595 | -10.7262 | 23.8334 | -7.775 | 23.6401 | -10.8245
6973 | 24.9591 | -10.7263 | 24.9591 | -10.7263 | 23.8328 | -7.7755 | 23.6396 | -10.825
6974 | 24.9587 | -10.7264 | 24.9587 | -10.7264 | 23.8322 | -7.7761 | 23.6391 | -10.8254
6975 | 24.9583 | -10.7265 | 24.9583 | -10.7265 | 23.8316 | -7.7766 | 23.6386 | -10.8258
6976 | 24.9579 | -10.7265 | 24.9579 | -10.7265 | 23.831 | -7.7772 | 23.6381 | -10.8263
6977 | 24.9575 | -10.7266 | 24.9575 | -10.7266 | 23.8304 | -7.7778 | 23.6376 | -10.8267
6978 | 24.9571 | -10.7267 | 24.9571 | -10.7267 | 23.8297 | -7.7783 | 23.6371 | -10.8272
6979 | 24.9568 | -10.7267 | 24.9568 | -10.7267 | 23.8291 | -7.7789 | 23.6366 | -10.8276
6980 | 24.9564 | -10.7268 | 24.9564 | -10.7268 | 23.8285 | -7.7794 | 23.6361 | -10.828
6981 | 24.9561 | -10.7268 | 24.9561 | -10.7268 | 23.8279 | -7.78 | 23.6356 | -10.8285
6982 | 24.9557 | -10.7268 | 24.9557 | -10.7268 | 23.8273 | -7.7806 | 23.6351 | -10.8289
6983 | 24.9554 | -10.7269 | 24.9554 | -10.7269 | 23.8267 | -7.7811 | 23.6346 | -10.8294
6984 | 24.9551 | -10.7269 | 24.9551 | -10.7269 | 23.8261 | -7.7817 | 23.6341 | -10.8298
6985 | 24.9547 | -10.7269 | 24.9547 | -10.7269 | 23.8255 | -7.7822 | 23.6336 | -10.8302
6986 | 24.9544 | -10.7269 | 24.9544 | -10.7269 | 23.8249 | -7.7828 | 23.6331 | -10.8307
6987 | 24.9541 | -10.7269 | 24.9541 | -10.7269 | 23.8243 | -7.7834 | 23.6326 | -10.8311
6988 | 24.9538 | -10.7269 | 24.9538 | -10.7269 | 23.8237 | -7.7839 | 23.632 | -10.8316
6989 | 24.9536 | -10.7268 | 24.9536 | -10.7268 | 23.8231 | -7.7845 | 23.6315 | -10.832
6990 | 24.9533 | -10.7268 | 24.9533 | -10.7268 | 23.8225 | -7.785 | 23.631 | -10.8324
6991 | 24.953 | -10.7268 | 24.953 | -10.7268 | 23.8219 | -7.7856 | 23.6305 | -10.8329
6992 | 24.9527 | -10.7267 | 24.9527 | -10.7267 | 23.8213 | -7.7862 | 23.63 | -10.8333
6993 | 24.9525 | -10.7267 | 24.9525 | -10.7267 | 23.8207 | -7.7867 | 23.6295 | -10.8338
6994 | 24.9522 | -10.7266 | 24.9522 | -10.7266 | 23.8201 | -7.7873 | 23.629 | -10.8342
6995 | 24.952 | -10.7265 | 24.952 | -10.7265 | 23.8195 | -7.7878 | 23.6285 | -10.8346
6996 | 24.9518 | -10.7265 | 24.9518 | -10.7265 | 23.8189 | -7.7884 | 23.628 | -10.8351
6997 | 24.9515 | -10.7264 | 24.9515 | -10.7264 | 23.8182 | -7.7889 | 23.6275 | -10.8355
6998 | 24.9513 | -10.7263 | 24.9513 | -10.7263 | 23.8176 | -7.7895 | 23.627 | -10.8359
6999 | 24.9511 | -10.7262 | 24.9511 | -10.7262 | 23.817 | -7.7901 | 23.6265 | -10.8364
7000 | 24.9509 | -10.7261 | 24.9509 | -10.7261 | 23.8164 | -7.7906 | 23.626 | -10.8368
7001 | 24.9507 | -10.726 | 24.9507 | -10.726 | 23.8158 | -7.7912 | 23.6255 | -10.8373
7002 | 24.9505 | -10.7259 | 24.9505 | -10.7259 | 23.8152 | -7.7918 | 23.625 | -10.8377
7003 | 24.9503 | -10.7257 | 24.9503 | -10.7257 | 23.8146 | -7.7923 | 23.6245 | -10.8381
7004 | 24.9502 | -10.7256 | 24.9502 | -10.7256 | 23.814 | -7.7929 | 23.624 | -10.8386
7005 | 24.95 | -10.7254 | 24.95 | -10.7254 | 23.8134 | -7.7934 | 23.6235 | -10.839
7006 | 24.9498 | -10.7253 | 24.9498 | -10.7253 | 23.8128 | -7.794 | 23.623 | -10.8395
7007 | 24.9497 | -10.7251 | 24.9497 | -10.7251 | 23.8122 | -7.7945 | 23.6223 | -10.8401
7008 | 24.9495 | -10.725 | 24.9495 | -10.725 | 23.8117 | -7.795 | 23.6216 | -10.8407
7009 | 24.9494 | -10.7248 | 24.9494 | -10.7248 | 23.8112 | -7.7955 | 23.6209 | -10.8414
7010 | 24.9493 | -10.7246 | 24.9493 | -10.7246 | 23.8107 | -7.796 | 23.6202 | -10.842
7011 | 24.9492 | -10.7244 | 24.9492 | -10.7244 | 23.8101 | -7.7964 | 23.6195 | -10.8426
7012 | 24.949 | -10.7242 | 24.949 | -10.7242 | 23.8096 | -7.7969 | 23.6188 | -10.8433
7013 | 24.9489 | -10.724 | 24.9489 | -10.724 | 23.8091 | -7.7974 | 23.6181 | -10.8439
7014 | 24.9488 | -10.7238 | 24.9488 | -10.7238 | 23.8085 | -7.7979 | 23.6174 | -10.8446
7015 | 24.9487 | -10.7236 | 24.9487 | -10.7236 | 23.808 | -7.7984 | 23.6167 | -10.8452
7016 | 24.9486 | -10.7234 | 24.9486 | -10.7234 | 23.8075 | -7.7988 | 23.616 | -10.8458
7017 | 24.9486 | -10.7232 | 24.9486 | -10.7232 | 23.807 | -7.7993 | 23.6153 | -10.8465
7018 | 24.9485 | -10.7229 | 24.9485 | -10.7229 | 23.8064 | -7.7998 | 23.6146 | -10.8471
7019 | 24.9484 | -10.7227 | 24.9484 | -10.7227 | 23.8059 | -7.8003 | 23.6139 | -10.8477
7020 | 24.9484 | -10.7224 | 24.9484 | -10.7224 | 23.8054 | -7.8008 | 23.6132 | -10.8484
7021 | 24.9483 | -10.7222 | 24.9483 | -10.7222 | 23.8048 | -7.8013 | 23.6125 | -10.849
7022 | 24.9483 | -10.7219 | 24.9483 | -10.7219 | 23.8043 | -7.8018 | 23.6118 | -10.8496
7023 | 24.9482 | -10.7216 | 24.9482 | -10.7216 | 23.8038 | -7.8022 | 23.6111 | -10.8503
7024 | 24.9482 | -10.7214 | 24.9482 | -10.7214 | 23.8033 | -7.8027 | 23.6104 | -10.8509
7025 | 24.9482 | -10.7211 | 24.9482 | -10.7211 | 23.8027 | -7.8032 | 23.6097 | -10.8516
7026 | 24.9481 | -10.7208 | 24.9481 | -10.7208 | 23.8022 | -7.8037 | 23.609 | -10.8522
7027 | 24.9481 | -10.7205 | 24.9481 | -10.7205 | 23.8017 | -7.8042 | 23.6083 | -10.8528
7028 | 24.9481 | -10.7202 | 24.9481 | -10.7202 | 23.8011 | -7.8046 | 23.6076 | -10.8535
7029 | 24.9481 | -10.7199 | 24.9481 | -10.7199 | 23.8006 | -7.8051 | 23.6069 | -10.8541
7030 | 24.9481 | -10.7196 | 24.9481 | -10.7196 | 23.8001 | -7.8056 | 23.6062 | -10.8547
7031 | 24.9481 | -10.7193 | 24.9481 | -10.7193 | 23.7996 | -7.8061 | 23.6055 | -10.8554
7032 | 24.9481 | -10.7189 | 24.9481 | -10.7189 | 23.799 | -7.8066 | 23.6048 | -10.856
7033 | 24.9482 | -10.7186 | 24.9482 | -10.7186 | 23.7985 | -7.8071 | 23.6041 | -10.8566
7034 | 24.9482 | -10.7183 | 24.9482 | -10.7183 | 23.798 | -7.8075 | 23.6034 | -10.8573
7035 | 24.9482 | -10.7179 | 24.9482 | -10.7179 | 23.7974 | -7.808 | 23.6027 | -10.8579
7036 | 24.9483 | -10.7176 | 24.9483 | -10.7176 | 23.7969 | -7.8085 | 23.602 | -10.8586
7037 | 24.9483 | -10.7172 | 24.9483 | -10.7172 | 23.7964 | -7.809 | 23.6013 | -10.8592
7038 | 24.9484 | -10.7168 | 24.9484 | -10.7168 | 23.7959 | -7.8095 | 23.6006 | -10.8598
7039 | 24.9484 | -10.7165 | 24.9484 | -10.7165 | 23.7953 | -7.8099 | 23.5999 | -10.8605
7040 | 24.9485 | -10.7161 | 24.9485 | -10.7161 | 23.7948 | -7.8104 | 23.5992 | -10.8611
7041 | 24.9486 | -10.7157 | 24.9486 | -10.7157 | 23.7943 | -7.8109 | 23.5985 | -10.8617
7042 | 24.9486 | -10.7153 | 24.9486 | -10.7153 | 23.7938 | -7.8114 | 23.5978 | -10.8624
7043 | 24.9487 | -10.7149 | 24.9487 | -10.7149 | 23.7932 | -7.8119 | 23.5971 | -10.863
7044 | 24.9488 | -10.7145 | 24.9488 | -10.7145 | 23.7927 | -7.8124 | 23.5964 | -10.8636
7045 | 24.9489 | -10.7141 | 24.9489 | -10.7141 | 23.7922 | -7.8129 | 23.5957 | -10.8643
7046 | 24.949 | -10.7137 | 24.949 | -10.7137 | 23.7916 | -7.8133 | 23.595 | -10.8649
7047 | 24.9491 | -10.7133 | 24.9491 | -10.7133 | 23.7911 | -7.8138 | 23.5943 | -10.8656
7048 | 24.9492 | -10.7129 | 24.9492 | -10.7129 | 23.7906 | -7.8143 | 23.5936 | -10.8662
7049 | 24.9493 | -10.7125 | 24.9493 | -10.7125 | 23.7901 | -7.8148 | 23.5929 | -10.8668
7050 | 24.9494 | -10.712 | 24.9494 | -10.712 | 23.7895 | -7.8153 | 23.5922 | -10.8675
7051 | 24.9496 | -10.7116 | 24.9496 | -10.7116 | 23.789 | -7.8157 | 23.5915 | -10.8681
7052 | 24.9497 | -10.7112 | 24.9497 | -10.7112 | 23.7885 | -7.8162 | 23.5908 | -10.8687
7053 | 24.9498 | -10.7107 | 24.9498 | -10.7107 | 23.7879 | -7.8167 | 23.5901 | -10.8694
7054 | 24.95 | -10.7103 | 24.95 | -10.7103 | 23.7874 | -7.8172 | 23.5894 | -10.87
7055 | 24.9501 | -10.7098 | 24.9501 | -10.7098 | 23.7869 | -7.8177 | 23.5887 | -10.8706
7056 | 24.9503 | -10.7093 | 24.9503 | -10.7093 | 23.7864 | -7.8182 | 23.588 | -10.8713
7057 | 24.9504 | -10.7089 | 24.9504 | -10.7089 | 23.7859 | -7.8186 | 23.5875 | -10.8717
7058 | 24.9506 | -10.7084 | 24.9506 | -10.7084 | 23.7856 | -7.8189 | 23.587 | -10.8722
7059 | 24.9508 | -10.7079 | 24.9508 | -10.7079 | 23.7852 | -7.8192 | 23.5865 | -10.8726
7060 | 24.9509 | -10.7075 | 24.9509 | -10.7075 | 23.7849 | -7.8195 | 23.586 | -10.873
7061 | 24.9511 | -10.707 | 24.9511 | -10.707 | 23.7845 | -7.8198 | 23.5855 | -10.8735
7062 | 24.9513 | -10.7065 | 24.9513 | -10.7065 | 23.7842 | -7.8201 | 23.585 | -10.8739
7063 | 24.9515 | -10.706 | 24.9515 | -10.706 | 23.7838 | -7.8204 | 23.5845 | -10.8743
7064 | 24.9517 | -10.7055 | 24.9517 | -10.7055 | 23.7835 | -7.8207 | 23.584 | -10.8748
7065 | 24.9519 | -10.705 | 24.9519 | -10.705 | 23.7831 | -7.821 | 23.5835 | -10.8752
7066 | 24.9521 | -10.7045 | 24.9521 | -10.7045 | 23.7828 | -7.8213 | 23.583 | -10.8757
7067 | 24.9523 | -10.7039 | 24.9523 | -10.7039 | 23.7824 | -7.8216 | 23.5825 | -10.8761
7068 | 24.9525 | -10.7034 | 24.9525 | -10.7034 | 23.7821 | -7.8219 | 23.582 | -10.8765
7069 | 24.9527 | -10.7029 | 24.9527 | -10.7029 | 23.7817 | -7.8222 | 23.5815 | -10.877
7070 | 24.9529 | -10.7024 | 24.9529 | -10.7024 | 23.7813 | -7.8225 | 23.581 | -10.8774
7071 | 24.9531 | -10.7018 | 24.9531 | -10.7018 | 23.781 | -7.8228 | 23.5805 | -10.8778
7072 | 24.9534 | -10.7013 | 24.9534 | -10.7013 | 23.7806 | -7.8232 | 23.58 | -10.8783
7073 | 24.9536 | -10.7008 | 24.9536 | -10.7008 | 23.7803 | -7.8235 | 23.5795 | -10.8787
7074 | 24.9538 | -10.7002 | 24.9538 | -10.7002 | 23.7799 | -7.8238 | 23.579 | -10.8791
7075 | 24.9541 | -10.6997 | 24.9541 | -10.6997 | 23.7796 | -7.8241 | 23.5785 | -10.8796
7076 | 24.9543 | -10.6991 | 24.9543 | -10.6991 | 23.7792 | -7.8244 | 23.578 | -10.88
7077 | 24.9545 | -10.6986 | 24.9545 | -10.6986 | 23.7789 | -7.8247 | 23.5775 | -10.8805
7078 | 24.9548 | -10.698 | 24.9548 | -10.698 | 23.7785 | -7.825 | 23.577 | -10.8809
7079 | 24.955 | -10.6975 | 24.955 | -10.6975 | 23.7782 | -7.8253 | 23.5765 | -10.8813
7080 | 24.9553 | -10.6969 | 24.9553 | -10.6969 | 23.7778 | -7.8256 | 23.576 | -10.8818
7081 | 24.9556 | -10.6963 | 24.9556 | -10.6963 | 23.7775 | -7.8259 | 23.5755 | -10.8822
7082 | 24.9558 | -10.6957 | 24.9558 | -10.6957 | 23.7771 | -7.8262 | 23.575 | -10.8826
7083 | 24.9561 | -10.6952 | 24.9561 | -10.6952 | 23.7768 | -7.8265 | 23.5745 | -10.8831
7084 | 24.9564 | -10.6946 | 24.9564 | -10.6946 | 23.7764 | -7.8268 | 23.574 | -10.8835
7085 | 24.9566 | -10.694 | 24.9566 | -10.694 | 23.7761 | -7.8271 | 23.5735 | -10.884
7086 | 24.9569 | -10.6934 | 24.9569 | -10.6934 | 23.7757 | -7.8274 | 23.573 | -10.8844
7087 | 24.9572 | -10.6928 | 24.9572 | -10.6928 | 23.7754 | -7.8277 | 23.5725 | -10.8848
7088 | 24.9575 | -10.6922 | 24.9575 | -10.6922 | 23.775 | -7.8281 | 23.572 | -10.8853
7089 | 24.9578 | -10.6916 | 24.9578 | -10.6916 | 23.7747 | -7.8284 | 23.5715 | -10.8857
7090 | 24.958 | -10.691 | 24.958 | -10.691 | 23.7743 | -7.8287 | 23.571 | -10.8861
7091 | 24.9583 | -10.6904 | 24.9583 | -10.6904 | 23.774 | -7.829 | 23.5705 | -10.8866
7092 | 24.9586 | -10.6898 | 24.9586 | -10.6898 | 23.7736 | -7.8293 | 23.57 | -10.887
7093 | 24.9589 | -10.6892 | 24.9589 | -10.6892 | 23.7733 | -7.8296 | 23.5695 | -10.8875
7094 | 24.9592 | -10.6886 | 24.9592 | -10.6886 | 23.7729 | -7.8299 | 23.569 | -10.8879
7095 | 24.9595 | -10.688 | 24.9595 | -10.688 | 23.7726 | -7.8302 | 23.5685 | -10.8883
7096 | 24.9598 | -10.6874 | 24.9598 | -10.6874 | 23.7722 | -7.8305 | 23.568 | -10.8888
7097 | 24.9601 | -10.6868 | 24.9601 | -10.6868 | 23.7718 | -7.8308 | 23.5675 | -10.8892
7098 | 24.9604 | -10.6862 | 24.9604 | -10.6862 | 23.7715 | -7.8311 | 23.567 | -10.8896
7099 | 24.9608 | -10.6855 | 24.9608 | -10.6855 | 23.7711 | -7.8314 | 23.5665 | -10.8901
7100 | 24.9611 | -10.6849 | 24.9611 | -10.6849 | 23.7708 | -7.8317 | 23.566 | -10.8905
7101 | 24.9614 | -10.6843 | 24.9614 | -10.6843 | 23.7704 | -7.832 | 23.5655 | -10.891
7102 | 24.9617 | -10.6837 | 24.9617 | -10.6837 | 23.7701 | -7.8323 | 23.565 | -10.8914
7103 | 24.962 | -10.683 | 24.962 | -10.683 | 23.7697 | -7.8327 | 23.5645 | -10.8918
7104 | 24.9623 | -10.6824 | 24.9623 | -10.6824 | 23.7694 | -7.833 | 23.564 | -10.8923
7105 | 24.9627 | -10.6818 | 24.9627 | -10.6818 | 23.769 | -7.8333 | 23.5635 | -10.8927
7106 | 24.963 | -10.6811 | 24.963 | -10.6811 | 23.7687 | -7.8336 | 23.563 | -10.8931
7107 | 24.9633 | -10.6805 | 24.9633 | -10.6805 | 23.7684 | -7.8338 | 23.5623 | -10.8938
7108 | 24.9637 | -10.6798 | 24.9637 | -10.6798 | 23.7683 | -7.8339 | 23.5616 | -10.8944
7109 | 24.964 | -10.6792 | 24.964 | -10.6792 | 23.7681 | -7.834 | 23.5609 | -10.8951
7110 | 24.9643 | -10.6786 | 24.9643 | -10.6786 | 23.768 | -7.8341 | 23.5602 | -10.8957
7111 | 24.9646 | -10.6779 | 24.9646 | -10.6779 | 23.7678 | -7.8342 | 23.5595 | -10.8963
7112 | 24.965 | -10.6773 | 24.965 | -10.6773 | 23.7677 | -7.8343 | 23.5588 | -10.897
7113 | 24.9653 | -10.6766 | 24.9653 | -10.6766 | 23.7675 | -7.8344 | 23.5581 | -10.8976
7114 | 24.9657 | -10.676 | 24.9657 | -10.676 | 23.7674 | -7.8345 | 23.5574 | -10.8982
7115 | 24.966 | -10.6753 | 24.966 | -10.6753 | 23.7672 | -7.8346 | 23.5567 | -10.8989
7116 | 24.9663 | -10.6747 | 24.9663 | -10.6747 | 23.7671 | -7.8348 | 23.556 | -10.8995
7117 | 24.9667 | -10.674 | 24.9667 | -10.674 | 23.7669 | -7.8349 | 23.5552 | -10.9002
7118 | 24.967 | -10.6734 | 24.967 | -10.6734 | 23.7667 | -7.835 | 23.5545 | -10.9008
7119 | 24.9673 | -10.6727 | 24.9673 | -10.6727 | 23.7666 | -7.8351 | 23.5538 | -10.9014
7120 | 24.9677 | -10.6721 | 24.9677 | -10.6721 | 23.7664 | -7.8352 | 23.5531 | -10.9021
7121 | 24.968 | -10.6714 | 24.968 | -10.6714 | 23.7663 | -7.8353 | 23.5524 | -10.9027
7122 | 24.9684 | -10.6708 | 24.9684 | -10.6708 | 23.7661 | -7.8354 | 23.5517 | -10.9034
7123 | 24.9687 | -10.6701 | 24.9687 | -10.6701 | 23.766 | -7.8355 | 23.551 | -10.904
7124 | 24.9691 | -10.6695 | 24.9691 | -10.6695 | 23.7658 | -7.8356 | 23.5503 | -10.9046
7125 | 24.9694 | -10.6688 | 24.9694 | -10.6688 | 23.7657 | -7.8357 | 23.5496 | -10.9053
7126 | 24.9697 | -10.6682 | 24.9697 | -10.6682 | 23.7655 | -7.8358 | 23.5489 | -10.9059
7127 | 24.9701 | -10.6675 | 24.9701 | -10.6675 | 23.7654 | -7.836 | 23.5482 | -10.9065
7128 | 24.9704 | -10.6668 | 24.9704 | -10.6668 | 23.7652 | -7.8361 | 23.5475 | -10.9072
7129 | 24.9708 | -10.6662 | 24.9708 | -10.6662 | 23.765 | -7.8362 | 23.5468 | -10.9078
7130 | 24.9711 | -10.6655 | 24.9711 | -10.6655 | 23.7649 | -7.8363 | 23.5461 | -10.9085
7131 | 24.9715 | -10.6649 | 24.9715 | -10.6649 | 23.7647 | -7.8364 | 23.5454 | -10.9091
7132 | 24.9718 | -10.6642 | 24.9718 | -10.6642 | 23.7646 | -7.8365 | 23.5447 | -10.9097
7133 | 24.9721 | -10.6636 | 24.9721 | -10.6636 | 23.7644 | -7.8366 | 23.544 | -10.9104
7134 | 24.9725 | -10.6629 | 24.9725 | -10.6629 | 23.7643 | -7.8367 | 23.5433 | -10.911
7135 | 24.9728 | -10.6623 | 24.9728 | -10.6623 | 23.7641 | -7.8368 | 23.5426 | -10.9117
7136 | 24.9732 | -10.6616 | 24.9732 | -10.6616 | 23.764 | -7.8369 | 23.5419 | -10.9123
7137 | 24.9735 | -10.661 | 24.9735 | -10.661 | 23.7638 | -7.837 | 23.5412 | -10.9129
7138 | 24.9738 | -10.6603 | 24.9738 | -10.6603 | 23.7637 | -7.8372 | 23.5405 | -10.9136
7139 | 24.9742 | -10.6597 | 24.9742 | -10.6597 | 23.7635 | -7.8373 | 23.5398 | -10.9142
7140 | 24.9745 | -10.659 | 24.9745 | -10.659 | 23.7633 | -7.8374 | 23.5391 | -10.9148
7141 | 24.9749 | -10.6584 | 24.9749 | -10.6584 | 23.7632 | -7.8375 | 23.5384 | -10.9155
7142 | 24.9752 | -10.6577 | 24.9752 | -10.6577 | 23.763 | -7.8376 | 23.5377 | -10.9161
7143 | 24.9755 | -10.6571 | 24.9755 | -10.6571 | 23.7629 | -7.8377 | 23.537 | -10.9168
7144 | 24.9758 | -10.6565 | 24.9758 | -10.6565 | 23.7627 | -7.8378 | 23.5363 | -10.9174
7145 | 24.9762 | -10.6558 | 24.9762 | -10.6558 | 23.7626 | -7.8379 | 23.5356 | -10.918
7146 | 24.9765 | -10.6552 | 24.9765 | -10.6552 | 23.7624 | -7.838 | 23.5349 | -10.9187
7147 | 24.9768 | -10.6545 | 24.9768 | -10.6545 | 23.7623 | -7.8381 | 23.5342 | -10.9193
7148 | 24.9772 | -10.6539 | 24.9772 | -10.6539 | 23.7621 | -7.8383 | 23.5335 | -10.9199
7149 | 24.9775 | -10.6533 | 24.9775 | -10.6533 | 23.762 | -7.8384 | 23.5328 | -10.9206
7150 | 24.9778 | -10.6526 | 24.9778 | -10.6526 | 23.7618 | -7.8385 | 23.5321 | -10.9212
7151 | 24.9781 | -10.652 | 24.9781 | -10.652 | 23.7616 | -7.8386 | 23.5314 | -10.9219
7152 | 24.9784 | -10.6514 | 24.9784 | -10.6514 | 23.7615 | -7.8387 | 23.5307 | -10.9225
7153 | 24.9788 | -10.6508 | 24.9788 | -10.6508 | 23.7613 | -7.8388 | 23.53 | -10.9231
7154 | 24.9791 | -10.6501 | 24.9791 | -10.6501 | 23.7612 | -7.8389 | 23.5293 | -10.9238
7155 | 24.9794 | -10.6495 | 24.9794 | -10.6495 | 23.761 | -7.839 | 23.5286 | -10.9244
7156 | 24.9797 | -10.6489 | 24.9797 | -10.6489 | 23.7609 | -7.8391 | 23.5279 | -10.9251
7157 | 24.98 | -10.6483 | 24.98 | -10.6483 | 23.7608 | -7.8392 | 23.5274 | -10.9255
7158 | 24.9803 | -10.6477 | 24.9803 | -10.6477 | 23.7607 | -7.8392 | 23.5269 | -10.9259
7159 | 24.9806 | -10.6471 | 24.9806 | -10.6471 | 23.7607 | -7.8392 | 23.5264 | -10.9264
7160 | 24.9809 | -10.6464 | 24.9809 | -10.6464 | 23.7607 | -7.8392 | 23.5259 | -10.9268
7161 | 24.9812 | -10.6458 | 24.9812 | -10.6458 | 23.7606 | -7.8392 | 23.5254 | -10.9273
7162 | 24.9815 | -10.6452 | 24.9815 | -10.6452 | 23.7606 | -7.8392 | 23.5249 | -10.9277
7163 | 24.9818 | -10.6446 | 24.9818 | -10.6446 | 23.7605 | -7.8392 | 23.5244 | -10.9281
7164 | 24.982 | -10.644 | 24.982 | -10.644 | 23.7605 | -7.8392 | 23.5239 | -10.9286
7165 | 24.9823 | -10.6434 | 24.9823 | -10.6434 | 23.7604 | -7.8392 | 23.5234 | -10.929
7166 | 24.9826 | -10.6429 | 24.9826 | -10.6429 | 23.7604 | -7.8392 | 23.5229 | -10.9294
7167 | 24.9829 | -10.6423 | 24.9829 | -10.6423 | 23.7604 | -7.8392 | 23.5224 | -10.9299
7168 | 24.9832 | -10.6417 | 24.9832 | -10.6417 | 23.7603 | -7.8392 | 23.5219 | -10.9303
7169 | 24.9834 | -10.6411 | 24.9834 | -10.6411 | 23.7603 | -7.8392 | 23.5214 | -10.9308
7170 | 24.9837 | -10.6405 | 24.9837 | -10.6405 | 23.7602 | -7.8392 | 23.5209 | -10.9312
7171 | 24.9839 | -10.64 | 24.9839 | -10.64 | 23.7602 | -7.8392 | 23.5204 | -10.9316
7172 | 24.9842 | -10.6394 | 24.9842 | -10.6394 | 23.7601 | -7.8392 | 23.5199 | -10.9321
7173 | 24.9845 | -10.6388 | 24.9845 | -10.6388 | 23.7601 | -7.8392 | 23.5194 | -10.9325
7174 | 24.9847 | -10.6383 | 24.9847 | -10.6383 | 23.7601 | -7.8392 | 23.5189 | -10.933
7175 | 24.9849 | -10.6377 | 24.9849 | -10.6377 | 23.76 | -7.8392 | 23.5184 | -10.9334
7176 | 24.9852 | -10.6372 | 24.9852 | -10.6372 | 23.76 | -7.8391 | 23.5179 | -10.9338
7177 | 24.9854 | -10.6366 | 24.9854 | -10.6366 | 23.7599 | -7.8391 | 23.5174 | -10.9343
7178 | 24.9857 | -10.6361 | 24.9857 | -10.6361 | 23.7599 | -7.8391 | 23.5169 | -10.9347
7179 | 24.9859 | -10.6355 | 24.9859 | -10.6355 | 23.7598 | -7.8391 | 23.5164 | -10.9352
7180 | 24.9861 | -10.635 | 24.9861 | -10.635 | 23.7598 | -7.8391 | 23.5159 | -10.9356
7181 | 24.9863 | -10.6345 | 24.9863 | -10.6345 | 23.7598 | -7.8391 | 23.5154 | -10.936
7182 | 24.9866 | -10.6339 | 24.9866 | -10.6339 | 23.7597 | -7.8391 | 23.5149 | -10.9365
7183 | 24.9868 | -10.6334 | 24.9868 | -10.6334 | 23.7597 | -7.8391 | 23.5144 | -10.9369
7184 | 24.987 | -10.6329 | 24.987 | -10.6329 | 23.7596 | -7.8391 | 23.5139 | -10.9374
7185 | 24.9872 | -10.6324 | 24.9872 | -10.6324 | 23.7596 | -7.8391 | 23.5133 | -10.9378
7186 | 24.9874 | -10.6319 | 24.9874 | -10.6319 | 23.7595 | -7.8391 | 23.5128 | -10.9382
7187 | 24.9876 | -10.6314 | 24.9876 | -10.6314 | 23.7595 | -7.8391 | 23.5123 | -10.9387
7188 | 24.9877 | -10.6309 | 24.9877 | -10.6309 | 23.7595 | -7.8391 | 23.5118 | -10.9391
7189 | 24.9879 | -10.6304 | 24.9879 | -10.6304 | 23.7594 | -7.8391 | 23.5113 | -10.9395
7190 | 24.9881 | -10.6299 | 24.9881 | -10.6299 | 23.7594 | -7.8391 | 23.5108 | -10.94
7191 | 24.9883 | -10.6294 | 24.9883 | -10.6294 | 23.7593 | -7.8391 | 23.5103 | -10.9404
7192 | 24.9884 | -10.6289 | 24.9884 | -10.6289 | 23.7593 | -7.8391 | 23.5098 | -10.9409
7193 | 24.9886 | -10.6285 | 24.9886 | -10.6285 | 23.7592 | -7.8391 | 23.5093 | -10.9413
7194 | 24.9888 | -10.628 | 24.9888 | -10.628 | 23.7592 | -7.8391 | 23.5088 | -10.9417
7195 | 24.9889 | -10.6275 | 24.9889 | -10.6275 | 23.7592 | -7.8391 | 23.5083 | -10.9422
7196 | 24.9891 | -10.6271 | 24.9891 | -10.6271 | 23.7591 | -7.8391 | 23.5078 | -10.9426
7197 | 24.9892 | -10.6266 | 24.9892 | -10.6266 | 23.7591 | -7.8391 | 23.5073 | -10.9431
7198 | 24.9893 | -10.6262 | 24.9893 | -10.6262 | 23.759 | -7.8391 | 23.5068 | -10.9435
7199 | 24.9895 | -10.6257 | 24.9895 | -10.6257 | 23.759 | -7.8391 | 23.5063 | -10.9439
7200 | 24.9896 | -10.6253 | 24.9896 | -10.6253 | 23.7589 | -7.8391 | 23.5058 | -10.9444
7201 | 24.9897 | -10.6249 | 24.9897 | -10.6249 | 23.7589 | -7.8391 | 23.5053 | -10.9448
7202 | 24.9898 | -10.6244 | 24.9898 | -10.6244 | 23.7589 | -7.8391 | 23.5048 | -10.9453
7203 | 24.9899 | -10.624 | 24.9899 | -10.624 | 23.7588 | -7.8391 | 23.5043 | -10.9457
7204 | 24.99 | -10.6236 | 24.99 | -10.6236 | 23.7588 | -7.8391 | 23.5038 | -10.9461
7205 | 24.9901 | -10.6232 | 24.9901 | -10.6232 | 23.7587 | -7.8391 | 23.5033 | -10.9466
7206 | 24.9902 | -10.6228 | 24.9902 | -10.6228 | 23.7587 | -7.8391 | 23.5028 | -10.947
7207 | 24.9903 | -10.6224 | 24.9903 | -10.6224 | 23.7585 | -7.8392 | 23.5023 | -10.9475
7208 | 24.9904 | -10.622 | 24.9904 | -10.622 | 23.7583 | -7.8393 | 23.5018 | -10.9479
7209 | 24.9904 | -10.6217 | 24.9904 | -10.6217 | 23.7581 | -7.8395 | 23.5013 | -10.9483
7210 | 24.9905 | -10.6213 | 24.9905 | -10.6213 | 23.7579 | -7.8397 | 23.5008 | -10.9488
7211 | 24.9905 | -10.6209 | 24.9905 | -10.6209 | 23.7577 | -7.8398 | 23.5003 | -10.9492
7212 | 24.9906 | -10.6205 | 24.9906 | -10.6205 | 23.7575 | -7.84 | 23.4998 | -10.9497
7213 | 24.9906 | -10.6202 | 24.9906 | -10.6202 | 23.7573 | -7.8402 | 23.4993 | -10.9501
7214 | 24.9907 | -10.6198 | 24.9907 | -10.6198 | 23.7571 | -7.8403 | 23.4988 | -10.9505
7215 | 24.9907 | -10.6195 | 24.9907 | -10.6195 | 23.7569 | -7.8405 | 23.4983 | -10.951
7216 | 24.9907 | -10.6192 | 24.9907 | -10.6192 | 23.7567 | -7.8407 | 23.4978 | -10.9514
7217 | 24.9908 | -10.6188 | 24.9908 | -10.6188 | 23.7565 | -7.8408 | 23.4973 | -10.9519
7218 | 24.9908 | -10.6185 | 24.9908 | -10.6185 | 23.7562 | -7.841 | 23.4968 | -10.9523
7219 | 24.9908 | -10.6182 | 24.9908 | -10.6182 | 23.756 | -7.8411 | 23.4963 | -10.9527
7220 | 24.9908 | -10.6179 | 24.9908 | -10.6179 | 23.7558 | -7.8413 | 23.4958 | -10.9532
7221 | 24.9908 | -10.6176 | 24.9908 | -10.6176 | 23.7556 | -7.8415 | 23.4953 | -10.9536
7222 | 24.9907 | -10.6173 | 24.9907 | -10.6173 | 23.7554 | -7.8416 | 23.4948 | -10.9541
7223 | 24.9907 | -10.617 | 24.9907 | -10.617 | 23.7552 | -7.8418 | 23.4943 | -10.9545
7224 | 24.9907 | -10.6167 | 24.9907 | -10.6167 | 23.755 | -7.842 | 23.4938 | -10.9549
7225 | 24.9907 | -10.6164 | 24.9907 | -10.6164 | 23.7548 | -7.8421 | 23.4933 | -10.9554
7226 | 24.9906 | -10.6162 | 24.9906 | -10.6162 | 23.7546 | -7.8423 | 23.4928 | -10.9558
7227 | 24.9906 | -10.6159 | 24.9906 | -10.6159 | 23.7544 | -7.8425 | 23.4923 | -10.9563
7228 | 24.9905 | -10.6156 | 24.9905 | -10.6156 | 23.7542 | -7.8426 | 23.4918 | -10.9567
7229 | 24.9905 | -10.6154 | 24.9905 | -10.6154 | 23.754 | -7.8428 | 23.4913 | -10.9571
7230 | 24.9904 | -10.6152 | 24.9904 | -10.6152 | 23.7538 | -7.843 | 23.4908 | -10.9576
7231 | 24.9903 | -10.6149 | 24.9903 | -10.6149 | 23.7535 | -7.8431 | 23.4902 | -10.958
7232 | 24.9902 | -10.6147 | 24.9902 | -10.6147 | 23.7533 | -7.8433 | 23.4897 | -10.9585
7233 | 24.9901 | -10.6145 | 24.9901 | -10.6145 | 23.7531 | -7.8434 | 23.4892 | -10.9589
7234 | 24.99 | -10.6143 | 24.99 | -10.6143 | 23.7529 | -7.8436 | 23.4887 | -10.9593
7235 | 24.9899 | -10.6141 | 24.9899 | -10.6141 | 23.7527 | -7.8438 | 23.4882 | -10.9598
7236 | 24.9898 | -10.6139 | 24.9898 | -10.6139 | 23.7525 | -7.8439 | 23.4877 | -10.9602
7237 | 24.9897 | -10.6137 | 24.9897 | -10.6137 | 23.7523 | -7.8441 | 23.4872 | -10.9607
7238 | 24.9896 | -10.6135 | 24.9896 | -10.6135 | 23.7521 | -7.8443 | 23.4867 | -10.9611
7239 | 24.9894 | -10.6133 | 24.9894 | -10.6133 | 23.7519 | -7.8444 | 23.4862 | -10.9615
7240 | 24.9893 | -10.6132 | 24.9893 | -10.6132 | 23.7517 | -7.8446 | 23.4857 | -10.962
7241 | 24.9891 | -10.613 | 24.9891 | -10.613 | 23.7515 | -7.8448 | 23.4852 | -10.9624
7242 | 24.989 | -10.6128 | 24.989 | -10.6128 | 23.7513 | -7.8449 | 23.4847 | -10.9629
7243 | 24.9888 | -10.6127 | 24.9888 | -10.6127 | 23.751 | -7.8451 | 23.4842 | -10.9633
7244 | 24.9886 | -10.6126 | 24.9886 | -10.6126 | 23.7508 | -7.8452 | 23.4837 | -10.9637
7245 | 24.9884 | -10.6124 | 24.9884 | -10.6124 | 23.7506 | -7.8454 | 23.4832 | -10.9642
7246 | 24.9882 | -10.6123 | 24.9882 | -10.6123 | 23.7504 | -7.8456 | 23.4827 | -10.9646
7247 | 24.988 | -10.6122 | 24.988 | -10.6122 | 23.7502 | -7.8457 | 23.4822 | -10.9651
7248 | 24.9878 | -10.6121 | 24.9878 | -10.6121 | 23.75 | -7.8459 | 23.4817 | -10.9655
7249 | 24.9876 | -10.612 | 24.9876 | -10.612 | 23.7498 | -7.8461 | 23.4812 | -10.9659
7250 | 24.9874 | -10.6119 | 24.9874 | -10.6119 | 23.7496 | -7.8462 | 23.4807 | -10.9664
7251 | 24.9872 | -10.6118 | 24.9872 | -10.6118 | 23.7494 | -7.8464 | 23.4802 | -10.9668
7252 | 24.9869 | -10.6117 | 24.9869 | -10.6117 | 23.7492 | -7.8465 | 23.4797 | -10.9673
7253 | 24.9867 | -10.6117 | 24.9867 | -10.6117 | 23.749 | -7.8467 | 23.4792 | -10.9677
7254 | 24.9864 | -10.6116 | 24.9864 | -10.6116 | 23.7488 | -7.8469 | 23.4787 | -10.9681
7255 | 24.9862 | -10.6116 | 24.9862 | -10.6116 | 23.7485 | -7.847 | 23.4782 | -10.9686
7256 | 24.9859 | -10.6115 | 24.9859 | -10.6115 | 23.7483 | -7.8472 | 23.4777 | -10.969
7257 | 24.9856 | -10.6115 | 24.9856 | -10.6115 | 23.7482 | -7.8473 | 23.4772 | -10.9695
7258 | 24.9854 | -10.6115 | 24.9854 | -10.6115 | 23.7481 | -7.8474 | 23.4767 | -10.9699
7259 | 24.9851 | -10.6114 | 24.9851 | -10.6114 | 23.748 | -7.8474 | 23.4762 | -10.9703
7260 | 24.9848 | -10.6114 | 24.9848 | -10.6114 | 23.7479 | -7.8475 | 23.4757 | -10.9708
7261 | 24.9845 | -10.6114 | 24.9845 | -10.6114 | 23.7478 | -7.8476 | 23.4752 | -10.9712
7262 | 24.9841 | -10.6114 | 24.9841 | -10.6114 | 23.7476 | -7.8476 | 23.4747 | -10.9717
7263 | 24.9838 | -10.6114 | 24.9838 | -10.6114 | 23.7475 | -7.8477 | 23.4742 | -10.9721
7264 | 24.9835 | -10.6115 | 24.9835 | -10.6115 | 23.7474 | -7.8478 | 23.4737 | -10.9726
7265 | 24.9831 | -10.6115 | 24.9831 | -10.6115 | 23.7473 | -7.8478 | 23.4732 | -10.973
7266 | 24.9828 | -10.6115 | 24.9828 | -10.6115 | 23.7472 | -7.8479 | 23.4727 | -10.9734
7267 | 24.9824 | -10.6116 | 24.9824 | -10.6116 | 23.7471 | -7.848 | 23.4722 | -10.9739
7268 | 24.9821 | -10.6116 | 24.9821 | -10.6116 | 23.747 | -7.848 | 23.4717 | -10.9743
7269 | 24.9817 | -10.6117 | 24.9817 | -10.6117 | 23.7469 | -7.8481 | 23.4711 | -10.9748
7270 | 24.9813 | -10.6118 | 24.9813 | -10.6118 | 23.7468 | -7.8482 | 23.4706 | -10.9752
7271 | 24.9809 | -10.6118 | 24.9809 | -10.6118 | 23.7466 | -7.8482 | 23.4701 | -10.9756
7272 | 24.9805 | -10.6119 | 24.9805 | -10.6119 | 23.7465 | -7.8483 | 23.4696 | -10.9761
7273 | 24.9801 | -10.612 | 24.9801 | -10.612 | 23.7464 | -7.8484 | 23.4691 | -10.9765
7274 | 24.9797 | -10.6121 | 24.9797 | -10.6121 | 23.7463 | -7.8484 | 23.4686 | -10.977
7275 | 24.9793 | -10.6122 | 24.9793 | -10.6122 | 23.7462 | -7.8485 | 23.4681 | -10.9774
7276 | 24.9788 | -10.6124 | 24.9788 | -10.6124 | 23.7461 | -7.8486 | 23.4676 | -10.9778
7277 | 24.9784 | -10.6125 | 24.9784 | -10.6125 | 23.746 | -7.8486 | 23.4671 | -10.9783
7278 | 24.978 | -10.6126 | 24.978 | -10.6126 | 23.7459 | -7.8487 | 23.4666 | -10.9787
7279 | 24.9775 | -10.6128 | 24.9775 | -10.6128 | 23.7458 | -7.8488 | 23.4661 | -10.9792
7280 | 24.977 | -10.6129 | 24.977 | -10.6129 | 23.7456 | -7.8488 | 23.4656 | -10.9796
7281 | 24.9766 | -10.6131 | 24.9766 | -10.6131 | 23.7455 | -7.8489 | 23.4651 | -10.9801
7282 | 24.9761 | -10.6133 | 24.9761 | -10.6133 | 23.7454 | -7.849 | 23.4646 | -10.9805
7283 | 24.9756 | -10.6134 | 24.9756 | -10.6134 | 23.7453 | -7.849 | 23.4641 | -10.9809
7284 | 24.9751 | -10.6136 | 24.9751 | -10.6136 | 23.7452 | -7.8491 | 23.4636 | -10.9814
7285 | 24.9746 | -10.6138 | 24.9746 | -10.6138 | 23.7451 | -7.8492 | 23.4631 | -10.9818
7286 | 24.9741 | -10.614 | 24.9741 | -10.614 | 23.745 | -7.8492 | 23.4626 | -10.9823
7287 | 24.9735 | -10.6142 | 24.9735 | -10.6142 | 23.7449 | -7.8493 | 23.4621 | -10.9827
7288 | 24.973 | -10.6145 | 24.973 | -10.6145 | 23.7448 | -7.8494 | 23.4616 | -10.9831
7289 | 24.9724 | -10.6147 | 24.9724 | -10.6147 | 23.7447 | -7.8494 | 23.4611 | -10.9836
7290 | 24.9719 | -10.6149 | 24.9719 | -10.6149 | 23.7445 | -7.8495 | 23.4606 | -10.984
7291 | 24.9713 | -10.6152 | 24.9713 | -10.6152 | 23.7444 | -7.8496 | 23.4601 | -10.9845
7292 | 24.9708 | -10.6154 | 24.9708 | -10.6154 | 23.7443 | -7.8496 | 23.4596 | -10.9849
7293 | 24.9702 | -10.6157 | 24.9702 | -10.6157 | 23.7442 | -7.8497 | 23.4591 | -10.9853
7294 | 24.9696 | -10.616 | 24.9696 | -10.616 | 23.7441 | -7.8498 | 23.4586 | -10.9858
7295 | 24.969 | -10.6163 | 24.969 | -10.6163 | 23.744 | -7.8498 | 23.4581 | -10.9862
7296 | 24.9684 | -10.6166 | 24.9684 | -10.6166 | 23.7439 | -7.8499 | 23.4576 | -10.9867
7297 | 24.9678 | -10.6169 | 24.9678 | -10.6169 | 23.7438 | -7.85 | 23.4571 | -10.9871
7298 | 24.9672 | -10.6172 | 24.9672 | -10.6172 | 23.7437 | -7.85 | 23.4566 | -10.9876
7299 | 24.9665 | -10.6175 | 24.9665 | -10.6175 | 23.7435 | -7.8501 | 23.4561 | -10.988
7300 | 24.9659 | -10.6178 | 24.9659 | -10.6178 | 23.7434 | -7.8502 | 23.4556 | -10.9884
7301 | 24.9652 | -10.6182 | 24.9652 | -10.6182 | 23.7433 | -7.8502 | 23.4551 | -10.9889
7302 | 24.9646 | -10.6185 | 24.9646 | -10.6185 | 23.7432 | -7.8503 | 23.4545 | -10.9893
7303 | 24.9639 | -10.6189 | 24.9639 | -10.6189 | 23.7431 | -7.8504 | 23.454 | -10.9898
7304 | 24.9632 | -10.6192 | 24.9632 | -10.6192 | 23.743 | -7.8504 | 23.4535 | -10.9902
7305 | 24.9626 | -10.6196 | 24.9626 | -10.6196 | 23.7429 | -7.8505 | 23.453 | -10.9906
7306 | 24.9619 | -10.62 | 24.9619 | -10.62 | 23.7428 | -7.8506 | 23.4525 | -10.9911
7307 | 24.9612 | -10.6204 | 24.9612 | -10.6204 | 23.7424 | -7.8508 | 23.452 | -10.9915
7308 | 24.9604 | -10.6208 | 24.9604 | -10.6208 | 23.742 | -7.8512 | 23.4515 | -10.992
7309 | 24.9597 | -10.6212 | 24.9597 | -10.6212 | 23.7416 | -7.8516 | 23.451 | -10.9924
7310 | 24.959 | -10.6216 | 24.959 | -10.6216 | 23.7411 | -7.852 | 23.4505 | -10.9928
7311 | 24.9583 | -10.622 | 24.9583 | -10.622 | 23.7407 | -7.8524 | 23.45 | -10.9933
7312 | 24.9575 | -10.6225 | 24.9575 | -10.6225 | 23.7402 | -7.8528 | 23.4495 | -10.9937
7313 | 24.9568 | -10.6229 | 24.9568 | -10.6229 | 23.7398 | -7.8532 | 23.449 | -10.9942
7314 | 24.956 | -10.6233 | 24.956 | -10.6233 | 23.7394 | -7.8536 | 23.4485 | -10.9946
7315 | 24.9552 | -10.6238 | 24.9552 | -10.6238 | 23.7389 | -7.854 | 23.448 | -10.9951
7316 | 24.9544 | -10.6243 | 24.9544 | -10.6243 | 23.7385 | -7.8544 | 23.4475 | -10.9955
7317 | 24.9536 | -10.6248 | 24.9536 | -10.6248 | 23.738 | -7.8548 | 23.447 | -10.9959
7318 | 24.9528 | -10.6253 | 24.9528 | -10.6253 | 23.7376 | -7.8552 | 23.4465 | -10.9964
7319 | 24.952 | -10.6258 | 24.952 | -10.6258 | 23.7372 | -7.8556 | 23.446 | -10.9968
7320 | 24.9512 | -10.6263 | 24.9512 | -10.6263 | 23.7367 | -7.856 | 23.4455 | -10.9973
7321 | 24.9504 | -10.6268 | 24.9504 | -10.6268 | 23.7363 | -7.8564 | 23.445 | -10.9977
7322 | 24.9495 | -10.6273 | 24.9495 | -10.6273 | 23.7358 | -7.8568 | 23.4445 | -10.9982
7323 | 24.9487 | -10.6278 | 24.9487 | -10.6278 | 23.7354 | -7.8572 | 23.444 | -10.9986
7324 | 24.9478 | -10.6284 | 24.9478 | -10.6284 | 23.735 | -7.8576 | 23.4435 | -10.999
7325 | 24.947 | -10.6289 | 24.947 | -10.6289 | 23.7345 | -7.858 | 23.443 | -10.9995
7326 | 24.9461 | -10.6295 | 24.9461 | -10.6295 | 23.7341 | -7.8584 | 23.4425 | -10.9999
7327 | 24.9452 | -10.6301 | 24.9452 | -10.6301 | 23.7336 | -7.8588 | 23.442 | -11.0004
7328 | 24.9443 | -10.6307 | 24.9443 | -10.6307 | 23.7332 | -7.8592 | 23.4415 | -11.0008
7329 | 24.9434 | -10.6313 | 24.9434 | -10.6313 | 23.7328 | -7.8596 | 23.441 | -11.0012
7330 | 24.9425 | -10.6319 | 24.9425 | -10.6319 | 23.7323 | -7.86 | 23.4404 | -11.0017
7331 | 24.9416 | -10.6325 | 24.9416 | -10.6325 | 23.7319 | -7.8604 | 23.4399 | -11.0021
7332 | 24.9406 | -10.6331 | 24.9406 | -10.6331 | 23.7314 | -7.8608 | 23.4394 | -11.0026
7333 | 24.9397 | -10.6337 | 24.9397 | -10.6337 | 23.731 | -7.8612 | 23.4389 | -11.003
7334 | 24.9387 | -10.6343 | 24.9387 | -10.6343 | 23.7306 | -7.8616 | 23.4384 | -11.0035
7335 | 24.9378 | -10.635 | 24.9378 | -10.635 | 23.7301 | -7.8619 | 23.4379 | -11.0039
7336 | 24.9368 | -10.6356 | 24.9368 | -10.6356 | 23.7297 | -7.8623 | 23.4374 | -11.0043
7337 | 24.9359 | -10.6363 | 24.9359 | -10.6363 | 23.7292 | -7.8627 | 23.4369 | -11.0048
7338 | 24.9349 | -10.637 | 24.9349 | -10.637 | 23.7288 | -7.8631 | 23.4364 | -11.0052
7339 | 24.9339 | -10.6377 | 24.9339 | -10.6377 | 23.7283 | -7.8635 | 23.4359 | -11.0057
7340 | 24.9329 | -10.6383 | 24.9329 | -10.6383 | 23.7279 | -7.8639 | 23.4354 | -11.0061
7341 | 24.9319 | -10.639 | 24.9319 | -10.639 | 23.7275 | -7.8643 | 23.4349 | -11.0066
7342 | 24.9308 | -10.6397 | 24.9308 | -10.6397 | 23.727 | -7.8647 | 23.4344 | -11.007
7343 | 24.9298 | -10.6405 | 24.9298 | -10.6405 | 23.7266 | -7.8651 | 23.4339 | -11.0074
7344 | 24.9288 | -10.6412 | 24.9288 | -10.6412 | 23.7261 | -7.8655 | 23.4334 | -11.0079
7345 | 24.9277 | -10.6419 | 24.9277 | -10.6419 | 23.7257 | -7.8659 | 23.4329 | -11.0083
7346 | 24.9267 | -10.6427 | 24.9267 | -10.6427 | 23.7253 | -7.8663 | 23.4324 | -11.0088
7347 | 24.9256 | -10.6434 | 24.9256 | -10.6434 | 23.7248 | -7.8667 | 23.4319 | -11.0092
7348 | 24.9245 | -10.6442 | 24.9245 | -10.6442 | 23.7244 | -7.8671 | 23.4314 | -11.0096
7349 | 24.9235 | -10.6449 | 24.9235 | -10.6449 | 23.7239 | -7.8675 | 23.4309 | -11.0101
7350 | 24.9224 | -10.6457 | 24.9224 | -10.6457 | 23.7235 | -7.8679 | 23.4304 | -11.0105
7351 | 24.9213 | -10.6465 | 24.9213 | -10.6465 | 23.7231 | -7.8683 | 23.4299 | -11.011
7352 | 24.9202 | -10.6473 | 24.9202 | -10.6473 | 23.7226 | -7.8687 | 23.4294 | -11.0114
7353 | 24.919 | -10.6481 | 24.919 | -10.6481 | 23.7222 | -7.8691 | 23.4289 | -11.0119
7354 | 24.9179 | -10.6489 | 24.9179 | -10.6489 | 23.7217 | -7.8695 | 23.4284 | -11.0123
7355 | 24.9168 | -10.6497 | 24.9168 | -10.6497 | 23.7213 | -7.8699 | 23.4279 | -11.0127
7356 | 24.9157 | -10.6506 | 24.9157 | -10.6506 | 23.7209 | -7.8703 | 23.4274 | -11.0132
7357 | 24.9145 | -10.6514 | 24.9145 | -10.6514 | 23.7202 | -7.8708 | 23.4269 | -11.0136
7358 | 24.9133 | -10.6522 | 24.9133 | -10.6522 | 23.7195 | -7.8715 | 23.4263 | -11.0141
7359 | 24.9122 | -10.6531 | 24.9122 | -10.6531 | 23.7188 | -7.8722 | 23.4258 | -11.0145
7360 | 24.911 | -10.654 | 24.911 | -10.654 | 23.7181 | -7.8728 | 23.4253 | -11.015
7361 | 24.9098 | -10.6548 | 24.9098 | -10.6548 | 23.7174 | -7.8735 | 23.4248 | -11.0154
7362 | 24.9086 | -10.6557 | 24.9086 | -10.6557 | 23.7167 | -7.8741 | 23.4243 | -11.0158
7363 | 24.9074 | -10.6566 | 24.9074 | -10.6566 | 23.716 | -7.8748 | 23.4238 | -11.0163
7364 | 24.9062 | -10.6575 | 24.9062 | -10.6575 | 23.7153 | -7.8754 | 23.4233 | -11.0167
7365 | 24.905 | -10.6584 | 24.905 | -10.6584 | 23.7146 | -7.8761 | 23.4228 | -11.0172
7366 | 24.9038 | -10.6593 | 24.9038 | -10.6593 | 23.7139 | -7.8768 | 23.4223 | -11.0176
7367 | 24.9026 | -10.6602 | 24.9026 | -10.6602 | 23.7132 | -7.8774 | 23.4218 | -11.0181
7368 | 24.9013 | -10.6611 | 24.9013 | -10.6611 | 23.7125 | -7.8781 | 23.4213 | -11.0185
7369 | 24.9001 | -10.6621 | 24.9001 | -10.6621 | 23.7118 | -7.8787 | 23.4208 | -11.0189
7370 | 24.8988 | -10.663 | 24.8988 | -10.663 | 23.7111 | -7.8794 | 23.4203 | -11.0194
7371 | 24.8976 | -10.664 | 24.8976 | -10.664 | 23.7104 | -7.88 | 23.4198 | -11.0198
7372 | 24.8963 | -10.6649 | 24.8963 | -10.6649 | 23.7097 | -7.8807 | 23.4193 | -11.0203
7373 | 24.895 | -10.6659 | 24.895 | -10.6659 | 23.709 | -7.8814 | 23.4188 | -11.0207
7374 | 24.8937 | -10.6669 | 24.8937 | -10.6669 | 23.7083 | -7.882 | 23.4183 | -11.0212
7375 | 24.8924 | -10.6678 | 24.8924 | -10.6678 | 23.7076 | -7.8827 | 23.4178 | -11.0216
7376 | 24.8911 | -10.6688 | 24.8911 | -10.6688 | 23.7069 | -7.8833 | 23.4173 | -11.022
7377 | 24.8898 | -10.6698 | 24.8898 | -10.6698 | 23.7062 | -7.884 | 23.4168 | -11.0225
7378 | 24.8885 | -10.6708 | 24.8885 | -10.6708 | 23.7055 | -7.8846 | 23.4163 | -11.0229
7379 | 24.8872 | -10.6718 | 24.8872 | -10.6718 | 23.7048 | -7.8853 | 23.4158 | -11.0234
7380 | 24.8859 | -10.6728 | 24.8859 | -10.6728 | 23.7041 | -7.886 | 23.4153 | -11.0238
7381 | 24.8845 | -10.6739 | 24.8845 | -10.6739 | 23.7034 | -7.8866 | 23.4148 | -11.0243
7382 | 24.8832 | -10.6749 | 24.8832 | -10.6749 | 23.7027 | -7.8873 | 23.4142 | -11.0247
7383 | 24.8819 | -10.6759 | 24.8819 | -10.6759 | 23.702 | -7.8879 | 23.4137 | -11.0251
7384 | 24.8805 | -10.677 | 24.8805 | -10.677 | 23.7013 | -7.8886 | 23.4132 | -11.0256
7385 | 24.8791 | -10.678 | 24.8791 | -10.678 | 23.7006 | -7.8892 | 23.4127 | -11.026
7386 | 24.8778 | -10.6791 | 24.8778 | -10.6791 | 23.6999 | -7.8899 | 23.4122 | -11.0265
7387 | 24.8764 | -10.6801 | 24.8764 | -10.6801 | 23.6992 | -7.8906 | 23.4117 | -11.0269
7388 | 24.875 | -10.6812 | 24.875 | -10.6812 | 23.6985 | -7.8912 | 23.4112 | -11.0274
7389 | 24.8736 | -10.6823 | 24.8736 | -10.6823 | 23.6978 | -7.8919 | 23.4107 | -11.0278
7390 | 24.8722 | -10.6834 | 24.8722 | -10.6834 | 23.6971 | -7.8925 | 23.4102 | -11.0282
7391 | 24.8708 | -10.6844 | 24.8708 | -10.6844 | 23.6964 | -7.8932 | 23.4097 | -11.0287
7392 | 24.8694 | -10.6855 | 24.8694 | -10.6855 | 23.6957 | -7.8939 | 23.4092 | -11.0291
7393 | 24.868 | -10.6866 | 24.868 | -10.6866 | 23.695 | -7.8945 | 23.4087 | -11.0296
7394 | 24.8666 | -10.6878 | 24.8666 | -10.6878 | 23.6943 | -7.8952 | 23.4082 | -11.03
7395 | 24.8652 | -10.6889 | 24.8652 | -10.6889 | 23.6936 | -7.8958 | 23.4077 | -11.0305
7396 | 24.8637 | -10.69 | 24.8637 | -10.69 | 23.6929 | -7.8965 | 23.4072 | -11.0309
7397 | 24.8623 | -10.6911 | 24.8623 | -10.6911 | 23.6922 | -7.8971 | 23.4067 | -11.0313
7398 | 24.8608 | -10.6922 | 24.8608 | -10.6922 | 23.6915 | -7.8978 | 23.4062 | -11.0318
7399 | 24.8594 | -10.6934 | 24.8594 | -10.6934 | 23.6908 | -7.8985 | 23.4057 | -11.0322
7400 | 24.8579 | -10.6945 | 24.8579 | -10.6945 | 23.6901 | -7.8991 | 23.4052 | -11.0327
7401 | 24.8565 | -10.6957 | 24.8565 | -10.6957 | 23.6894 | -7.8998 | 23.4047 | -11.0331
7402 | 24.855 | -10.6968 | 24.855 | -10.6968 | 23.6887 | -7.9004 | 23.4042 | -11.0336
7403 | 24.8535 | -10.698 | 24.8535 | -10.698 | 23.688 | -7.9011 | 23.4037 | -11.034
7404 | 24.8521 | -10.6992 | 24.8521 | -10.6992 | 23.6873 | -7.9017 | 23.4032 | -11.0344
7405 | 24.8506 | -10.7003 | 24.8506 | -10.7003 | 23.6866 | -7.9024 | 23.4026 | -11.0349
7406 | 24.8491 | -10.7015 | 24.8491 | -10.7015 | 23.6859 | -7.9031 | 23.4021 | -11.0353
7407 | 24.8476 | -10.7027 | 24.8476 | -10.7027 | 23.6852 | -7.9037 | 23.4018 | -11.0356
7408 | 24.8461 | -10.7039 | 24.8461 | -10.7039 | 23.6844 | -7.9044 | 23.4015 | -11.0358
7409 | 24.8446 | -10.7051 | 24.8446 | -10.7051 | 23.6837 | -7.9051 | 23.4012 | -11.0361
7410 | 24.8431 | -10.7063 | 24.8431 | -10.7063 | 23.683 | -7.9058 | 23.4009 | -11.0363
7411 | 24.8416 | -10.7075 | 24.8416 | -10.7075 | 23.6822 | -7.9065 | 23.4006 | -11.0366
7412 | 24.84 | -10.7087 | 24.84 | -10.7087 | 23.6815 | -7.9072 | 23.4003 | -11.0368
7413 | 24.8385 | -10.7099 | 24.8385 | -10.7099 | 23.6808 | -7.9079 | 23.4 | -11.037
7414 | 24.837 | -10.7111 | 24.837 | -10.7111 | 23.6801 | -7.9085 | 23.3997 | -11.0373
7415 | 24.8354 | -10.7123 | 24.8354 | -10.7123 | 23.6793 | -7.9092 | 23.3994 | -11.0375
7416 | 24.8339 | -10.7135 | 24.8339 | -10.7135 | 23.6786 | -7.9099 | 23.3991 | -11.0378
7417 | 24.8324 | -10.7148 | 24.8324 | -10.7148 | 23.6779 | -7.9106 | 23.3988 | -11.038
7418 | 24.8308 | -10.716 | 24.8308 | -10.716 | 23.6771 | -7.9113 | 23.3985 | -11.0383
7419 | 24.8293 | -10.7172 | 24.8293 | -10.7172 | 23.6764 | -7.912 | 23.3982 | -11.0385
7420 | 24.8277 | -10.7185 | 24.8277 | -10.7185 | 23.6757 | -7.9127 | 23.3979 | -11.0387
7421 | 24.8262 | -10.7197 | 24.8262 | -10.7197 | 23.6749 | -7.9133 | 23.3976 | -11.039
7422 | 24.8246 | -10.721 | 24.8246 | -10.721 | 23.6742 | -7.914 | 23.3973 | -11.0392
7423 | 24.823 | -10.7222 | 24.823 | -10.7222 | 23.6735 | -7.9147 | 23.397 | -11.0395
7424 | 24.8215 | -10.7235 | 24.8215 | -10.7235 | 23.6728 | -7.9154 | 23.3967 | -11.0397
7425 | 24.8199 | -10.7247 | 24.8199 | -10.7247 | 23.672 | -7.9161 | 23.3964 | -11.04
7426 | 24.8183 | -10.726 | 24.8183 | -10.726 | 23.6713 | -7.9168 | 23.396 | -11.0402
7427 | 24.8167 | -10.7273 | 24.8167 | -10.7273 | 23.6706 | -7.9175 | 23.3957 | -11.0405
7428 | 24.8151 | -10.7285 | 24.8151 | -10.7285 | 23.6698 | -7.9181 | 23.3954 | -11.0407
7429 | 24.8136 | -10.7298 | 24.8136 | -10.7298 | 23.6691 | -7.9188 | 23.3951 | -11.0409
7430 | 24.812 | -10.7311 | 24.812 | -10.7311 | 23.6684 | -7.9195 | 23.3948 | -11.0412
7431 | 24.8104 | -10.7324 | 24.8104 | -10.7324 | 23.6677 | -7.9202 | 23.3945 | -11.0414
7432 | 24.8088 | -10.7337 | 24.8088 | -10.7337 | 23.6669 | -7.9209 | 23.3942 | -11.0417
7433 | 24.8072 | -10.735 | 24.8072 | -10.735 | 23.6662 | -7.9216 | 23.3939 | -11.0419
7434 | 24.8056 | -10.7362 | 24.8056 | -10.7362 | 23.6655 | -7.9223 | 23.3936 | -11.0422
7435 | 24.804 | -10.7375 | 24.804 | -10.7375 | 23.6647 | -7.9229 | 23.3933 | -11.0424
7436 | 24.8024 | -10.7388 | 24.8024 | -10.7388 | 23.664 | -7.9236 | 23.393 | -11.0427
7437 | 24.8007 | -10.7401 | 24.8007 | -10.7401 | 23.6633 | -7.9243 | 23.3927 | -11.0429
7438 | 24.7991 | -10.7414 | 24.7991 | -10.7414 | 23.6625 | -7.925 | 23.3924 | -11.0431
7439 | 24.7975 | -10.7427 | 24.7975 | -10.7427 | 23.6618 | -7.9257 | 23.3921 | -11.0434
7440 | 24.7959 | -10.744 | 24.7959 | -10.744 | 23.6611 | -7.9264 | 23.3918 | -11.0436
7441 | 24.7943 | -10.7454 | 24.7943 | -10.7454 | 23.6604 | -7.9271 | 23.3915 | -11.0439
7442 | 24.7926 | -10.7467 | 24.7926 | -10.7467 | 23.6596 | -7.9277 | 23.3912 | -11.0441
7443 | 24.791 | -10.748 | 24.791 | -10.748 | 23.6589 | -7.9284 | 23.3909 | -11.0444
7444 | 24.7894 | -10.7493 | 24.7894 | -10.7493 | 23.6582 | -7.9291 | 23.3906 | -11.0446
7445 | 24.7878 | -10.7506 | 24.7878 | -10.7506 | 23.6574 | -7.9298 | 23.3903 | -11.0448
7446 | 24.7861 | -10.7519 | 24.7861 | -10.7519 | 23.6567 | -7.9305 | 23.39 | -11.0451
7447 | 24.7845 | -10.7532 | 24.7845 | -10.7532 | 23.656 | -7.9312 | 23.3896 | -11.0453
7448 | 24.7829 | -10.7546 | 24.7829 | -10.7546 | 23.6553 | -7.9319 | 23.3893 | -11.0456
7449 | 24.7812 | -10.7559 | 24.7812 | -10.7559 | 23.6545 | -7.9325 | 23.389 | -11.0458
7450 | 24.7796 | -10.7572 | 24.7796 | -10.7572 | 23.6538 | -7.9332 | 23.3887 | -11.0461
7451 | 24.7779 | -10.7585 | 24.7779 | -10.7585 | 23.6531 | -7.9339 | 23.3884 | -11.0463
7452 | 24.7763 | -10.7599 | 24.7763 | -10.7599 | 23.6523 | -7.9346 | 23.3881 | -11.0466
7453 | 24.7747 | -10.7612 | 24.7747 | -10.7612 | 23.6516 | -7.9353 | 23.3878 | -11.0468
7454 | 24.773 | -10.7625 | 24.773 | -10.7625 | 23.6509 | -7.936 | 23.3875 | -11.047
7455 | 24.7714 | -10.7639 | 24.7714 | -10.7639 | 23.6501 | -7.9367 | 23.3872 | -11.0473
7456 | 24.7697 | -10.7652 | 24.7697 | -10.7652 | 23.6494 | -7.9373 | 23.3869 | -11.0475
7457 | 24.7681 | -10.7665 | 24.7681 | -10.7665 | 23.6488 | -7.9379 | 23.3868 | -11.0476
7458 | 24.7664 | -10.7679 | 24.7664 | -10.7679 | 23.6482 | -7.9384 | 23.3867 | -11.0476
7459 | 24.7648 | -10.7692 | 24.7648 | -10.7692 | 23.6477 | -7.939 | 23.3866 | -11.0477
7460 | 24.7631 | -10.7705 | 24.7631 | -10.7705 | 23.6471 | -7.9395 | 23.3865 | -11.0477
7461 | 24.7615 | -10.7719 | 24.7615 | -10.7719 | 23.6465 | -7.94 | 23.3864 | -11.0478
7462 | 24.7598 | -10.7732 | 24.7598 | -10.7732 | 23.646 | -7.9405 | 23.3863 | -11.0478
7463 | 24.7582 | -10.7745 | 24.7582 | -10.7745 | 23.6454 | -7.9411 | 23.3862 | -11.0478
7464 | 24.7565 | -10.7759 | 24.7565 | -10.7759 | 23.6448 | -7.9416 | 23.3861 | -11.0479
7465 | 24.7549 | -10.7772 | 24.7549 | -10.7772 | 23.6443 | -7.9421 | 23.386 | -11.0479
7466 | 24.7532 | -10.7786 | 24.7532 | -10.7786 | 23.6437 | -7.9426 | 23.3859 | -11.048
7467 | 24.7516 | -10.7799 | 24.7516 | -10.7799 | 23.6431 | -7.9432 | 23.3857 | -11.048
7468 | 24.7499 | -10.7812 | 24.7499 | -10.7812 | 23.6426 | -7.9437 | 23.3856 | -11.0481
7469 | 24.7483 | -10.7826 | 24.7483 | -10.7826 | 23.642 | -7.9442 | 23.3855 | -11.0481
7470 | 24.7466 | -10.7839 | 24.7466 | -10.7839 | 23.6414 | -7.9447 | 23.3854 | -11.0482
7471 | 24.745 | -10.7852 | 24.745 | -10.7852 | 23.6409 | -7.9452 | 23.3853 | -11.0482
7472 | 24.7433 | -10.7866 | 24.7433 | -10.7866 | 23.6403 | -7.9458 | 23.3852 | -11.0482
7473 | 24.7417 | -10.7879 | 24.7417 | -10.7879 | 23.6397 | -7.9463 | 23.3851 | -11.0483
7474 | 24.74 | -10.7892 | 24.74 | -10.7892 | 23.6392 | -7.9468 | 23.385 | -11.0483
7475 | 24.7384 | -10.7906 | 24.7384 | -10.7906 | 23.6386 | -7.9474 | 23.3849 | -11.0484
7476 | 24.7367 | -10.7919 | 24.7367 | -10.7919 | 23.638 | -7.9479 | 23.3848 | -11.0484
7477 | 24.7351 | -10.7932 | 24.7351 | -10.7932 | 23.6375 | -7.9484 | 23.3847 | -11.0485
7478 | 24.7334 | -10.7946 | 24.7334 | -10.7946 | 23.6369 | -7.9489 | 23.3846 | -11.0485
7479 | 24.7318 | -10.7959 | 24.7318 | -10.7959 | 23.6363 | -7.9494 | 23.3845 | -11.0486
7480 | 24.7302 | -10.7972 | 24.7302 | -10.7972 | 23.6358 | -7.95 | 23.3844 | -11.0486
7481 | 24.7285 | -10.7986 | 24.7285 | -10.7986 | 23.6352 | -7.9505 | 23.3843 | -11.0486
7482 | 24.7269 | -10.7999 | 24.7269 | -10.7999 | 23.6346 | -7.951 | 23.3842 | -11.0487
7483 | 24.7252 | -10.8012 | 24.7252 | -10.8012 | 23.634 | -7.9515 | 23.3841 | -11.0487
7484 | 24.7236 | -10.8026 | 24.7236 | -10.8026 | 23.6335 | -7.9521 | 23.384 | -11.0488
7485 | 24.722 | -10.8039 | 24.722 | -10.8039 | 23.6329 | -7.9526 | 23.3839 | -11.0488
7486 | 24.7203 | -10.8052 | 24.7203 | -10.8052 | 23.6323 | -7.9531 | 23.3837 | -11.0489
7487 | 24.7187 | -10.8065 | 24.7187 | -10.8065 | 23.6318 | -7.9536 | 23.3836 | -11.0489
7488 | 24.7171 | -10.8078 | 24.7171 | -10.8078 | 23.6312 | -7.9542 | 23.3835 | -11.049
7489 | 24.7154 | -10.8092 | 24.7154 | -10.8092 | 23.6306 | -7.9547 | 23.3834 | -11.049
7490 | 24.7138 | -10.8105 | 24.7138 | -10.8105 | 23.6301 | -7.9552 | 23.3833 | -11.0491
7491 | 24.7122 | -10.8118 | 24.7122 | -10.8118 | 23.6295 | -7.9557 | 23.3832 | -11.0491
7492 | 24.7105 | -10.8131 | 24.7105 | -10.8131 | 23.6289 | -7.9563 | 23.3831 | -11.0491
7493 | 24.7089 | -10.8144 | 24.7089 | -10.8144 | 23.6284 | -7.9568 | 23.383 | -11.0492
7494 | 24.7073 | -10.8157 | 24.7073 | -10.8157 | 23.6278 | -7.9573 | 23.3829 | -11.0492
7495 | 24.7057 | -10.817 | 24.7057 | -10.817 | 23.6272 | -7.9578 | 23.3828 | -11.0493
7496 | 24.7041 | -10.8183 | 24.7041 | -10.8183 | 23.6267 | -7.9584 | 23.3827 | -11.0493
7497 | 24.7024 | -10.8196 | 24.7024 | -10.8196 | 23.6261 | -7.9589 | 23.3826 | -11.0494
7498 | 24.7008 | -10.8209 | 24.7008 | -10.8209 | 23.6255 | -7.9594 | 23.3825 | -11.0494
7499 | 24.6992 | -10.8222 | 24.6992 | -10.8222 | 23.625 | -7.9599 | 23.3824 | -11.0495
7500 | 24.6976 | -10.8235 | 24.6976 | -10.8235 | 23.6244 | -7.9605 | 23.3823 | -11.0495
7501 | 24.696 | -10.8248 | 24.696 | -10.8248 | 23.6238 | -7.961 | 23.3822 | -11.0495
7502 | 24.6944 | -10.8261 | 24.6944 | -10.8261 | 23.6233 | -7.9615 | 23.3821 | -11.0496
7503 | 24.6928 | -10.8274 | 24.6928 | -10.8274 | 23.6227 | -7.962 | 23.382 | -11.0496
7504 | 24.6912 | -10.8287 | 24.6912 | -10.8287 | 23.6221 | -7.9626 | 23.3819 | -11.0497
7505 | 24.6896 | -10.83 | 24.6896 | -10.83 | 23.6216 | -7.9631 | 23.3817 | -11.0497
7506 | 24.688 | -10.8312 | 24.688 | -10.8312 | 23.621 | -7.9636 | 23.3816 | -11.0498
7507 | 24.6864 | -10.8325 | 24.6864 | -10.8325 | 23.6206 | -7.964 | 23.3815 | -11.0498
7508 | 24.6848 | -10.8338 | 24.6848 | -10.8338 | 23.6202 | -7.9643 | 23.3814 | -11.0499
7509 | 24.6832 | -10.8351 | 24.6832 | -10.8351 | 23.6198 | -7.9646 | 23.3813 | -11.0499
7510 | 24.6817 | -10.8363 | 24.6817 | -10.8363 | 23.6195 | -7.965 | 23.3812 | -11.05
7511 | 24.6801 | -10.8376 | 24.6801 | -10.8376 | 23.6191 | -7.9653 | 23.3811 | -11.05
7512 | 24.6785 | -10.8389 | 24.6785 | -10.8389 | 23.6187 | -7.9656 | 23.381 | -11.05
7513 | 24.6769 | -10.8401 | 24.6769 | -10.8401 | 23.6183 | -7.966 | 23.3809 | -11.0501
7514 | 24.6754 | -10.8414 | 24.6754 | -10.8414 | 23.618 | -7.9663 | 23.3808 | -11.0501
7515 | 24.6738 | -10.8426 | 24.6738 | -10.8426 | 23.6176 | -7.9666 | 23.3807 | -11.0502
7516 | 24.6722 | -10.8439 | 24.6722 | -10.8439 | 23.6172 | -7.9669 | 23.3806 | -11.0502
7517 | 24.6707 | -10.8451 | 24.6707 | -10.8451 | 23.6169 | -7.9673 | 23.3805 | -11.0503
7518 | 24.6691 | -10.8464 | 24.6691 | -10.8464 | 23.6165 | -7.9676 | 23.3804 | -11.0503
7519 | 24.6675 | -10.8476 | 24.6675 | -10.8476 | 23.6161 | -7.9679 | 23.3803 | -11.0504
7520 | 24.666 | -10.8489 | 24.666 | -10.8489 | 23.6158 | -7.9682 | 23.3802 | -11.0504
7521 | 24.6644 | -10.8501 | 24.6644 | -10.8501 | 23.6154 | -7.9686 | 23.3801 | -11.0505
7522 | 24.6629 | -10.8513 | 24.6629 | -10.8513 | 23.615 | -7.9689 | 23.3799 | -11.0505
7523 | 24.6614 | -10.8526 | 24.6614 | -10.8526 | 23.6146 | -7.9692 | 23.3798 | -11.0505
7524 | 24.6598 | -10.8538 | 24.6598 | -10.8538 | 23.6143 | -7.9696 | 23.3797 | -11.0506
7525 | 24.6583 | -10.855 | 24.6583 | -10.855 | 23.6139 | -7.9699 | 23.3796 | -11.0506
7526 | 24.6568 | -10.8562 | 24.6568 | -10.8562 | 23.6135 | -7.9702 | 23.3795 | -11.0507
7527 | 24.6552 | -10.8574 | 24.6552 | -10.8574 | 23.6132 | -7.9705 | 23.3794 | -11.0507
7528 | 24.6537 | -10.8586 | 24.6537 | -10.8586 | 23.6128 | -7.9709 | 23.3793 | -11.0508
7529 | 24.6522 | -10.8598 | 24.6522 | -10.8598 | 23.6124 | -7.9712 | 23.3792 | -11.0508
7530 | 24.6507 | -10.861 | 24.6507 | -10.861 | 23.612 | -7.9715 | 23.3791 | -11.0509
7531 | 24.6492 | -10.8622 | 24.6492 | -10.8622 | 23.6117 | -7.9718 | 23.379 | -11.0509
7532 | 24.6477 | -10.8634 | 24.6477 | -10.8634 | 23.6113 | -7.9722 | 23.3789 | -11.051
7533 | 24.6462 | -10.8646 | 24.6462 | -10.8646 | 23.6109 | -7.9725 | 23.3788 | -11.051
7534 | 24.6447 | -10.8658 | 24.6447 | -10.8658 | 23.6106 | -7.9728 | 23.3787 | -11.051
7535 | 24.6432 | -10.867 | 24.6432 | -10.867 | 23.6102 | -7.9732 | 23.3786 | -11.0511
7536 | 24.6417 | -10.8682 | 24.6417 | -10.8682 | 23.6098 | -7.9735 | 23.3785 | -11.0511
7537 | 24.6402 | -10.8693 | 24.6402 | -10.8693 | 23.6094 | -7.9738 | 23.3784 | -11.0512
7538 | 24.6387 | -10.8705 | 24.6387 | -10.8705 | 23.6091 | -7.9741 | 23.3783 | -11.0512
7539 | 24.6372 | -10.8717 | 24.6372 | -10.8717 | 23.6087 | -7.9745 | 23.3781 | -11.0513
7540 | 24.6357 | -10.8728 | 24.6357 | -10.8728 | 23.6083 | -7.9748 | 23.378 | -11.0513
7541 | 24.6343 | -10.874 | 24.6343 | -10.874 | 23.608 | -7.9751 | 23.3779 | -11.0514
7542 | 24.6328 | -10.8751 | 24.6328 | -10.8751 | 23.6076 | -7.9755 | 23.3778 | -11.0514
7543 | 24.6314 | -10.8763 | 24.6314 | -10.8763 | 23.6072 | -7.9758 | 23.3777 | -11.0515
7544 | 24.6299 | -10.8774 | 24.6299 | -10.8774 | 23.6068 | -7.9761 | 23.3776 | -11.0515
7545 | 24.6284 | -10.8786 | 24.6284 | -10.8786 | 23.6065 | -7.9764 | 23.3775 | -11.0516
7546 | 24.627 | -10.8797 | 24.627 | -10.8797 | 23.6061 | -7.9768 | 23.3774 | -11.0516
7547 | 24.6256 | -10.8808 | 24.6256 | -10.8808 | 23.6057 | -7.9771 | 23.3773 | -11.0516
7548 | 24.6241 | -10.8819 | 24.6241 | -10.8819 | 23.6054 | -7.9774 | 23.3772 | -11.0517
7549 | 24.6227 | -10.8831 | 24.6227 | -10.8831 | 23.605 | -7.9778 | 23.3771 | -11.0517
7550 | 24.6213 | -10.8842 | 24.6213 | -10.8842 | 23.6046 | -7.9781 | 23.377 | -11.0518
7551 | 24.6198 | -10.8853 | 24.6198 | -10.8853 | 23.6042 | -7.9784 | 23.3769 | -11.0518
7552 | 24.6184 | -10.8864 | 24.6184 | -10.8864 | 23.6039 | -7.9787 | 23.3768 | -11.0519
7553 | 24.617 | -10.8875 | 24.617 | -10.8875 | 23.6035 | -7.9791 | 23.3767 | -11.0519
7554 | 24.6156 | -10.8886 | 24.6156 | -10.8886 | 23.6031 | -7.9794 | 23.3766 | -11.052
7555 | 24.6142 | -10.8897 | 24.6142 | -10.8897 | 23.6028 | -7.9797 | 23.3765 | -11.052
7556 | 24.6128 | -10.8908 | 24.6128 | -10.8908 | 23.6024 | -7.9801 | 23.3763 | -11.0521
7557 | 24.6114 | -10.8918 | 24.6114 | -10.8918 | 23.6021 | -7.9803 | 23.3764 | -11.0519
7558 | 24.61 | -10.8929 | 24.61 | -10.8929 | 23.6018 | -7.9805 | 23.3765 | -11.0517
7559 | 24.6086 | -10.894 | 24.6086 | -10.894 | 23.6016 | -7.9808 | 23.3766 | -11.0516
7560 | 24.6072 | -10.8951 | 24.6072 | -10.8951 | 23.6013 | -7.981 | 23.3767 | -11.0514
7561 | 24.6059 | -10.8961 | 24.6059 | -10.8961 | 23.601 | -7.9812 | 23.3768 | -11.0513
7562 | 24.6045 | -10.8972 | 24.6045 | -10.8972 | 23.6007 | -7.9814 | 23.3769 | -11.0511
7563 | 24.6031 | -10.8982 | 24.6031 | -10.8982 | 23.6005 | -7.9817 | 23.377 | -11.051
7564 | 24.6018 | -10.8993 | 24.6018 | -10.8993 | 23.6002 | -7.9819 | 23.3771 | -11.0508
7565 | 24.6004 | -10.9003 | 24.6004 | -10.9003 | 23.5999 | -7.9821 | 23.3772 | -11.0507
7566 | 24.5991 | -10.9013 | 24.5991 | -10.9013 | 23.5997 | -7.9824 | 23.3773 | -11.0505
7567 | 24.5977 | -10.9024 | 24.5977 | -10.9024 | 23.5994 | -7.9826 | 23.3774 | -11.0504
7568 | 24.5964 | -10.9034 | 24.5964 | -10.9034 | 23.5991 | -7.9828 | 23.3775 | -11.0502
7569 | 24.5951 | -10.9044 | 24.5951 | -10.9044 | 23.5988 | -7.9831 | 23.3776 | -11.0501
7570 | 24.5937 | -10.9054 | 24.5937 | -10.9054 | 23.5986 | -7.9833 | 23.3777 | -11.0499
7571 | 24.5924 | -10.9064 | 24.5924 | -10.9064 | 23.5983 | -7.9835 | 23.3778 | -11.0498
7572 | 24.5911 | -10.9074 | 24.5911 | -10.9074 | 23.598 | -7.9837 | 23.3778 | -11.0496
7573 | 24.5898 | -10.9084 | 24.5898 | -10.9084 | 23.5978 | -7.984 | 23.3779 | -11.0494
7574 | 24.5885 | -10.9094 | 24.5885 | -10.9094 | 23.5975 | -7.9842 | 23.378 | -11.0493
7575 | 24.5872 | -10.9104 | 24.5872 | -10.9104 | 23.5972 | -7.9844 | 23.3781 | -11.0491
7576 | 24.5859 | -10.9114 | 24.5859 | -10.9114 | 23.5969 | -7.9846 | 23.3782 | -11.049
7577 | 24.5846 | -10.9123 | 24.5846 | -10.9123 | 23.5967 | -7.9849 | 23.3783 | -11.0488
7578 | 24.5833 | -10.9133 | 24.5833 | -10.9133 | 23.5964 | -7.9851 | 23.3784 | -11.0487
7579 | 24.5821 | -10.9143 | 24.5821 | -10.9143 | 23.5961 | -7.9853 | 23.3785 | -11.0485
7580 | 24.5808 | -10.9152 | 24.5808 | -10.9152 | 23.5959 | -7.9856 | 23.3786 | -11.0484
7581 | 24.5795 | -10.9162 | 24.5795 | -10.9162 | 23.5956 | -7.9858 | 23.3787 | -11.0482
7582 | 24.5783 | -10.9171 | 24.5783 | -10.9171 | 23.5953 | -7.986 | 23.3788 | -11.0481
7583 | 24.577 | -10.918 | 24.577 | -10.918 | 23.595 | -7.9862 | 23.3789 | -11.0479
7584 | 24.5758 | -10.919 | 24.5758 | -10.919 | 23.5948 | -7.9865 | 23.379 | -11.0478
7585 | 24.5745 | -10.9199 | 24.5745 | -10.9199 | 23.5945 | -7.9867 | 23.3791 | -11.0476
7586 | 24.5733 | -10.9208 | 24.5733 | -10.9208 | 23.5942 | -7.9869 | 23.3792 | -11.0475
7587 | 24.5721 | -10.9217 | 24.5721 | -10.9217 | 23.594 | -7.9871 | 23.3792 | -11.0473
7588 | 24.5709 | -10.9226 | 24.5709 | -10.9226 | 23.5937 | -7.9874 | 23.3793 | -11.0471
7589 | 24.5697 | -10.9235 | 24.5697 | -10.9235 | 23.5934 | -7.9876 | 23.3794 | -11.047
7590 | 24.5684 | -10.9244 | 24.5684 | -10.9244 | 23.5932 | -7.9878 | 23.3795 | -11.0468
7591 | 24.5672 | -10.9253 | 24.5672 | -10.9253 | 23.5929 | -7.9881 | 23.3796 | -11.0467
7592 | 24.566 | -10.9262 | 24.566 | -10.9262 | 23.5926 | -7.9883 | 23.3797 | -11.0465
7593 | 24.5649 | -10.9271 | 24.5649 | -10.9271 | 23.5923 | -7.9885 | 23.3798 | -11.0464
7594 | 24.5637 | -10.9279 | 24.5637 | -10.9279 | 23.5921 | -7.9887 | 23.3799 | -11.0462
7595 | 24.5625 | -10.9288 | 24.5625 | -10.9288 | 23.5918 | -7.989 | 23.38 | -11.0461
7596 | 24.5613 | -10.9297 | 24.5613 | -10.9297 | 23.5915 | -7.9892 | 23.3801 | -11.0459
7597 | 24.5602 | -10.9305 | 24.5602 | -10.9305 | 23.5913 | -7.9894 | 23.3802 | -11.0458
7598 | 24.559 | -10.9314 | 24.559 | -10.9314 | 23.591 | -7.9897 | 23.3803 | -11.0456
7599 | 24.5578 | -10.9322 | 24.5578 | -10.9322 | 23.5907 | -7.9899 | 23.3804 | -11.0455
7600 | 24.5567 | -10.933 | 24.5567 | -10.933 | 23.5904 | -7.9901 | 23.3805 | -11.0453
7601 | 24.5556 | -10.9339 | 24.5556 | -10.9339 | 23.5902 | -7.9904 | 23.3806 | -11.0451
7602 | 24.5544 | -10.9347 | 24.5544 | -10.9347 | 23.5899 | -7.9906 | 23.3807 | -11.045
7603 | 24.5533 | -10.9355 | 24.5533 | -10.9355 | 23.5896 | -7.9908 | 23.3807 | -11.0448
7604 | 24.5522 | -10.9363 | 24.5522 | -10.9363 | 23.5894 | -7.991 | 23.3808 | -11.0447
7605 | 24.5511 | -10.9371 | 24.5511 | -10.9371 | 23.5891 | -7.9913 | 23.3809 | -11.0445
7606 | 24.55 | -10.9379 | 24.55 | -10.9379 | 23.5888 | -7.9915 | 23.381 | -11.0444
7607 | 24.5489 | -10.9387 | 24.5489 | -10.9387 | 23.5887 | -7.9916 | 23.3811 | -11.0442
7608 | 24.5478 | -10.9394 | 24.5478 | -10.9394 | 23.5886 | -7.9916 | 23.3812 | -11.0441
7609 | 24.5467 | -10.9402 | 24.5467 | -10.9402 | 23.5886 | -7.9916 | 23.3813 | -11.0439
7610 | 24.5456 | -10.941 | 24.5456 | -10.941 | 23.5885 | -7.9916 | 23.3814 | -11.0438
7611 | 24.5445 | -10.9417 | 24.5445 | -10.9417 | 23.5884 | -7.9917 | 23.3815 | -11.0436
7612 | 24.5435 | -10.9425 | 24.5435 | -10.9425 | 23.5883 | -7.9917 | 23.3816 | -11.0435
7613 | 24.5424 | -10.9432 | 24.5424 | -10.9432 | 23.5883 | -7.9917 | 23.3817 | -11.0433
7614 | 24.5414 | -10.944 | 24.5414 | -10.944 | 23.5882 | -7.9918 | 23.3818 | -11.0432
7615 | 24.5403 | -10.9447 | 24.5403 | -10.9447 | 23.5881 | -7.9918 | 23.3819 | -11.043
7616 | 24.5393 | -10.9454 | 24.5393 | -10.9454 | 23.5881 | -7.9918 | 23.382 | -11.0429
7617 | 24.5382 | -10.9461 | 24.5382 | -10.9461 | 23.588 | -7.9919 | 23.382 | -11.0427
7618 | 24.5372 | -10.9469 | 24.5372 | -10.9469 | 23.5879 | -7.9919 | 23.3821 | -11.0426
7619 | 24.5362 | -10.9476 | 24.5362 | -10.9476 | 23.5878 | -7.9919 | 23.3822 | -11.0424
7620 | 24.5352 | -10.9483 | 24.5352 | -10.9483 | 23.5878 | -7.9919 | 23.3823 | -11.0422
7621 | 24.5342 | -10.9489 | 24.5342 | -10.9489 | 23.5877 | -7.992 | 23.3824 | -11.0421
7622 | 24.5332 | -10.9496 | 24.5332 | -10.9496 | 23.5876 | -7.992 | 23.3825 | -11.0419
7623 | 24.5322 | -10.9503 | 24.5322 | -10.9503 | 23.5876 | -7.992 | 23.3826 | -11.0418
7624 | 24.5312 | -10.951 | 24.5312 | -10.951 | 23.5875 | -7.9921 | 23.3827 | -11.0416
7625 | 24.5302 | -10.9516 | 24.5302 | -10.9516 | 23.5874 | -7.9921 | 23.3828 | -11.0415
7626 | 24.5293 | -10.9523 | 24.5293 | -10.9523 | 23.5873 | -7.9921 | 23.3829 | -11.0413
7627 | 24.5283 | -10.9529 | 24.5283 | -10.9529 | 23.5873 | -7.9921 | 23.383 | -11.0412
7628 | 24.5273 | -10.9536 | 24.5273 | -10.9536 | 23.5872 | -7.9922 | 23.3831 | -11.041
7629 | 24.5264 | -10.9542 | 24.5264 | -10.9542 | 23.5871 | -7.9922 | 23.3832 | -11.0409
7630 | 24.5255 | -10.9548 | 24.5255 | -10.9548 | 23.587 | -7.9922 | 23.3833 | -11.0407
7631 | 24.5245 | -10.9555 | 24.5245 | -10.9555 | 23.587 | -7.9923 | 23.3834 | -11.0406
7632 | 24.5236 | -10.9561 | 24.5236 | -10.9561 | 23.5869 | -7.9923 | 23.3834 | -11.0404
7633 | 24.5227 | -10.9567 | 24.5227 | -10.9567 | 23.5868 | -7.9923 | 23.3835 | -11.0403
7634 | 24.5218 | -10.9573 | 24.5218 | -10.9573 | 23.5868 | -7.9924 | 23.3836 | -11.0401
7635 | 24.5209 | -10.9579 | 24.5209 | -10.9579 | 23.5867 | -7.9924 | 23.3837 | -11.04
7636 | 24.52 | -10.9585 | 24.52 | -10.9585 | 23.5866 | -7.9924 | 23.3838 | -11.0398
7637 | 24.5191 | -10.959 | 24.5191 | -10.959 | 23.5865 | -7.9924 | 23.3839 | -11.0397
7638 | 24.5182 | -10.9596 | 24.5182 | -10.9596 | 23.5865 | -7.9925 | 23.384 | -11.0395
7639 | 24.5173 | -10.9602 | 24.5173 | -10.9602 | 23.5864 | -7.9925 | 23.3841 | -11.0393
7640 | 24.5164 | -10.9607 | 24.5164 | -10.9607 | 23.5863 | -7.9925 | 23.3842 | -11.0392
7641 | 24.5156 | -10.9613 | 24.5156 | -10.9613 | 23.5863 | -7.9926 | 23.3843 | -11.039
7642 | 24.5147 | -10.9618 | 24.5147 | -10.9618 | 23.5862 | -7.9926 | 23.3844 | -11.0389
7643 | 24.5138 | -10.9624 | 24.5138 | -10.9624 | 23.5861 | -7.9926 | 23.3845 | -11.0387
7644 | 24.513 | -10.9629 | 24.513 | -10.9629 | 23.586 | -7.9927 | 23.3846 | -11.0386
7645 | 24.5122 | -10.9634 | 24.5122 | -10.9634 | 23.586 | -7.9927 | 23.3847 | -11.0384
7646 | 24.5113 | -10.9639 | 24.5113 | -10.9639 | 23.5859 | -7.9927 | 23.3847 | -11.0383
7647 | 24.5105 | -10.9644 | 24.5105 | -10.9644 | 23.5858 | -7.9927 | 23.3848 | -11.0381
7648 | 24.5097 | -10.9649 | 24.5097 | -10.9649 | 23.5858 | -7.9928 | 23.3849 | -11.038
7649 | 24.5089 | -10.9654 | 24.5089 | -10.9654 | 23.5857 | -7.9928 | 23.385 | -11.0378
7650 | 24.5081 | -10.9659 | 24.5081 | -10.9659 | 23.5856 | -7.9928 | 23.3851 | -11.0377
7651 | 24.5073 | -10.9664 | 24.5073 | -10.9664 | 23.5855 | -7.9928 | 23.3852 | -11.0375
7652 | 24.5065 | -10.9669 | 24.5065 | -10.9669 | 23.5855 | -7.9929 | 23.3853 | -11.0374
7653 | 24.5057 | -10.9673 | 24.5057 | -10.9673 | 23.5854 | -7.9929 | 23.3854 | -11.0372
7654 | 24.505 | -10.9678 | 24.505 | -10.9678 | 23.5853 | -7.9929 | 23.3855 | -11.0371
7655 | 24.5042 | -10.9682 | 24.5042 | -10.9682 | 23.5853 | -7.993 | 23.3856 | -11.0369
7656 | 24.5034 | -10.9687 | 24.5034 | -10.9687 | 23.5852 | -7.993 | 23.3857 | -11.0368
7657 | 24.5027 | -10.9691 | 24.5027 | -10.9691 | 23.5855 | -7.9926 | 23.3862 | -11.0362
7658 | 24.5019 | -10.9696 | 24.5019 | -10.9696 | 23.5859 | -7.9922 | 23.3867 | -11.0357
7659 | 24.5012 | -10.97 | 24.5012 | -10.97 | 23.5863 | -7.9917 | 23.3872 | -11.0351
7660 | 24.5005 | -10.9704 | 24.5005 | -10.9704 | 23.5867 | -7.9913 | 23.3876 | -11.0345
7661 | 24.4997 | -10.9708 | 24.4997 | -10.9708 | 23.5871 | -7.9909 | 23.3881 | -11.034
7662 | 24.499 | -10.9712 | 24.499 | -10.9712 | 23.5875 | -7.9904 | 23.3886 | -11.0334
7663 | 24.4983 | -10.9716 | 24.4983 | -10.9716 | 23.5879 | -7.99 | 23.3891 | -11.0329
7664 | 24.4976 | -10.972 | 24.4976 | -10.972 | 23.5883 | -7.9895 | 23.3896 | -11.0323
7665 | 24.4969 | -10.9724 | 24.4969 | -10.9724 | 23.5887 | -7.9891 | 23.3901 | -11.0318
7666 | 24.4962 | -10.9728 | 24.4962 | -10.9728 | 23.5891 | -7.9886 | 23.3906 | -11.0312
7667 | 24.4955 | -10.9731 | 24.4955 | -10.9731 | 23.5896 | -7.9882 | 23.3911 | -11.0307
7668 | 24.4948 | -10.9735 | 24.4948 | -10.9735 | 23.59 | -7.9877 | 23.3916 | -11.0301
7669 | 24.4942 | -10.9739 | 24.4942 | -10.9739 | 23.5904 | -7.9873 | 23.3921 | -11.0296
7670 | 24.4935 | -10.9742 | 24.4935 | -10.9742 | 23.5908 | -7.9868 | 23.3926 | -11.029
7671 | 24.4928 | -10.9746 | 24.4928 | -10.9746 | 23.5912 | -7.9864 | 23.3931 | -11.0285
7672 | 24.4922 | -10.9749 | 24.4922 | -10.9749 | 23.5916 | -7.9859 | 23.3936 | -11.0279
7673 | 24.4915 | -10.9752 | 24.4915 | -10.9752 | 23.592 | -7.9855 | 23.3941 | -11.0274
7674 | 24.4909 | -10.9756 | 24.4909 | -10.9756 | 23.5924 | -7.985 | 23.3945 | -11.0268
7675 | 24.4903 | -10.9759 | 24.4903 | -10.9759 | 23.5928 | -7.9846 | 23.395 | -11.0263
7676 | 24.4896 | -10.9762 | 24.4896 | -10.9762 | 23.5932 | -7.9841 | 23.3955 | -11.0257
7677 | 24.489 | -10.9765 | 24.489 | -10.9765 | 23.5936 | -7.9837 | 23.396 | -11.0252
7678 | 24.4884 | -10.9768 | 24.4884 | -10.9768 | 23.594 | -7.9832 | 23.3965 | -11.0246
7679 | 24.4878 | -10.9771 | 24.4878 | -10.9771 | 23.5944 | -7.9828 | 23.397 | -11.0241
7680 | 24.4872 | -10.9774 | 24.4872 | -10.9774 | 23.5948 | -7.9824 | 23.3975 | -11.0235
7681 | 24.4866 | -10.9776 | 24.4866 | -10.9776 | 23.5952 | -7.9819 | 23.398 | -11.023
7682 | 24.486 | -10.9779 | 24.486 | -10.9779 | 23.5956 | -7.9814 | 23.3985 | -11.0224
7683 | 24.4854 | -10.9782 | 24.4854 | -10.9782 | 23.596 | -7.981 | 23.399 | -11.0219
7684 | 24.4849 | -10.9784 | 24.4849 | -10.9784 | 23.5964 | -7.9806 | 23.3995 | -11.0213
7685 | 24.4843 | -10.9787 | 24.4843 | -10.9787 | 23.5968 | -7.9801 | 23.4 | -11.0208
7686 | 24.4837 | -10.9789 | 24.4837 | -10.9789 | 23.5972 | -7.9797 | 23.4005 | -11.0202
7687 | 24.4832 | -10.9792 | 24.4832 | -10.9792 | 23.5976 | -7.9792 | 23.4009 | -11.0197
7688 | 24.4826 | -10.9794 | 24.4826 | -10.9794 | 23.5981 | -7.9788 | 23.4014 | -11.0191
7689 | 24.4821 | -10.9797 | 24.4821 | -10.9797 | 23.5985 | -7.9783 | 23.4019 | -11.0186
7690 | 24.4815 | -10.9799 | 24.4815 | -10.9799 | 23.5989 | -7.9779 | 23.4024 | -11.018
7691 | 24.481 | -10.9801 | 24.481 | -10.9801 | 23.5993 | -7.9774 | 23.4029 | -11.0174
7692 | 24.4805 | -10.9803 | 24.4805 | -10.9803 | 23.5997 | -7.977 | 23.4034 | -11.0169
7693 | 24.48 | -10.9805 | 24.48 | -10.9805 | 23.6001 | -7.9765 | 23.4039 | -11.0163
7694 | 24.4794 | -10.9807 | 24.4794 | -10.9807 | 23.6005 | -7.9761 | 23.4044 | -11.0158
7695 | 24.4789 | -10.9809 | 24.4789 | -10.9809 | 23.6009 | -7.9756 | 23.4049 | -11.0152
7696 | 24.4784 | -10.9811 | 24.4784 | -10.9811 | 23.6013 | -7.9752 | 23.4054 | -11.0147
7697 | 24.4779 | -10.9813 | 24.4779 | -10.9813 | 23.6017 | -7.9747 | 23.4059 | -11.0141
7698 | 24.4774 | -10.9815 | 24.4774 | -10.9815 | 23.6021 | -7.9743 | 23.4064 | -11.0136
7699 | 24.477 | -10.9816 | 24.477 | -10.9816 | 23.6025 | -7.9738 | 23.4069 | -11.013
7700 | 24.4765 | -10.9818 | 24.4765 | -10.9818 | 23.6029 | -7.9734 | 23.4074 | -11.0125
7701 | 24.476 | -10.9819 | 24.476 | -10.9819 | 23.6033 | -7.973 | 23.4078 | -11.0119
7702 | 24.4755 | -10.9821 | 24.4755 | -10.9821 | 23.6037 | -7.9725 | 23.4083 | -11.0114
7703 | 24.4751 | -10.9823 | 24.4751 | -10.9823 | 23.6041 | -7.9721 | 23.4088 | -11.0108
7704 | 24.4746 | -10.9824 | 24.4746 | -10.9824 | 23.6045 | -7.9716 | 23.4093 | -11.0103
7705 | 24.4742 | -10.9825 | 24.4742 | -10.9825 | 23.6049 | -7.9712 | 23.4098 | -11.0097
7706 | 24.4737 | -10.9827 | 24.4737 | -10.9827 | 23.6053 | -7.9707 | 23.4103 | -11.0092
7707 | 24.4733 | -10.9828 | 24.4733 | -10.9828 | 23.606 | -7.97 | 23.4106 | -11.0088
7708 | 24.4728 | -10.9829 | 24.4728 | -10.9829 | 23.6067 | -7.9693 | 23.4109 | -11.0085
7709 | 24.4724 | -10.983 | 24.4724 | -10.983 | 23.6074 | -7.9685 | 23.4112 | -11.0081
7710 | 24.472 | -10.9831 | 24.472 | -10.9831 | 23.6081 | -7.9678 | 23.4115 | -11.0078
7711 | 24.4716 | -10.9832 | 24.4716 | -10.9832 | 23.6088 | -7.9671 | 23.4118 | -11.0074
7712 | 24.4711 | -10.9833 | 24.4711 | -10.9833 | 23.6095 | -7.9663 | 23.4121 | -11.0071
7713 | 24.4707 | -10.9834 | 24.4707 | -10.9834 | 23.6102 | -7.9656 | 23.4124 | -11.0067
7714 | 24.4703 | -10.9835 | 24.4703 | -10.9835 | 23.6109 | -7.9648 | 23.4126 | -11.0064
7715 | 24.4699 | -10.9836 | 24.4699 | -10.9836 | 23.6116 | -7.9641 | 23.4129 | -11.006
7716 | 24.4695 | -10.9837 | 24.4695 | -10.9837 | 23.6123 | -7.9633 | 23.4132 | -11.0057
7717 | 24.4691 | -10.9838 | 24.4691 | -10.9838 | 23.613 | -7.9626 | 23.4135 | -11.0053
7718 | 24.4688 | -10.9838 | 24.4688 | -10.9838 | 23.6137 | -7.9618 | 23.4138 | -11.005
7719 | 24.4684 | -10.9839 | 24.4684 | -10.9839 | 23.6144 | -7.9611 | 23.4141 | -11.0046
7720 | 24.468 | -10.984 | 24.468 | -10.984 | 23.6151 | -7.9604 | 23.4144 | -11.0043
7721 | 24.4676 | -10.984 | 24.4676 | -10.984 | 23.6158 | -7.9596 | 23.4147 | -11.0039
7722 | 24.4673 | -10.9841 | 24.4673 | -10.9841 | 23.6165 | -7.9589 | 23.415 | -11.0036
7723 | 24.4669 | -10.9841 | 24.4669 | -10.9841 | 23.6172 | -7.9581 | 23.4153 | -11.0032
7724 | 24.4666 | -10.9841 | 24.4666 | -10.9841 | 23.6179 | -7.9574 | 23.4156 | -11.0029
7725 | 24.4662 | -10.9842 | 24.4662 | -10.9842 | 23.6186 | -7.9566 | 23.4159 | -11.0025
7726 | 24.4659 | -10.9842 | 24.4659 | -10.9842 | 23.6193 | -7.9559 | 23.4161 | -11.0022
7727 | 24.4655 | -10.9842 | 24.4655 | -10.9842 | 23.62 | -7.9551 | 23.4164 | -11.0018
7728 | 24.4652 | -10.9843 | 24.4652 | -10.9843 | 23.6207 | -7.9544 | 23.4167 | -11.0015
7729 | 24.4648 | -10.9843 | 24.4648 | -10.9843 | 23.6214 | -7.9537 | 23.417 | -11.0011
7730 | 24.4645 | -10.9843 | 24.4645 | -10.9843 | 23.6221 | -7.9529 | 23.4173 | -11.0008
7731 | 24.4642 | -10.9843 | 24.4642 | -10.9843 | 23.6228 | -7.9522 | 23.4176 | -11.0004
7732 | 24.4639 | -10.9843 | 24.4639 | -10.9843 | 23.6235 | -7.9514 | 23.4179 | -11.0001
7733 | 24.4635 | -10.9843 | 24.4635 | -10.9843 | 23.6242 | -7.9507 | 23.4182 | -10.9997
7734 | 24.4632 | -10.9843 | 24.4632 | -10.9843 | 23.6249 | -7.9499 | 23.4185 | -10.9993
7735 | 24.4629 | -10.9843 | 24.4629 | -10.9843 | 23.6256 | -7.9492 | 23.4188 | -10.999
7736 | 24.4626 | -10.9843 | 24.4626 | -10.9843 | 23.6263 | -7.9485 | 23.4191 | -10.9986
7737 | 24.4623 | -10.9843 | 24.4623 | -10.9843 | 23.6271 | -7.9477 | 23.4194 | -10.9983
7738 | 24.462 | -10.9843 | 24.462 | -10.9843 | 23.6278 | -7.947 | 23.4197 | -10.9979
7739 | 24.4617 | -10.9842 | 24.4617 | -10.9842 | 23.6285 | -7.9462 | 23.4199 | -10.9976
7740 | 24.4614 | -10.9842 | 24.4614 | -10.9842 | 23.6292 | -7.9455 | 23.4202 | -10.9972
7741 | 24.4612 | -10.9842 | 24.4612 | -10.9842 | 23.6299 | -7.9447 | 23.4205 | -10.9969
7742 | 24.4609 | -10.9842 | 24.4609 | -10.9842 | 23.6306 | -7.944 | 23.4208 | -10.9965
7743 | 24.4606 | -10.9841 | 24.4606 | -10.9841 | 23.6313 | -7.9432 | 23.4211 | -10.9962
7744 | 24.4603 | -10.9841 | 24.4603 | -10.9841 | 23.632 | -7.9425 | 23.4214 | -10.9958
7745 | 24.4601 | -10.984 | 24.4601 | -10.984 | 23.6327 | -7.9418 | 23.4217 | -10.9955
7746 | 24.4598 | -10.984 | 24.4598 | -10.984 | 23.6334 | -7.941 | 23.422 | -10.9951
7747 | 24.4595 | -10.9839 | 24.4595 | -10.9839 | 23.6341 | -7.9403 | 23.4223 | -10.9948
7748 | 24.4593 | -10.9839 | 24.4593 | -10.9839 | 23.6348 | -7.9395 | 23.4226 | -10.9944
7749 | 24.459 | -10.9838 | 24.459 | -10.9838 | 23.6355 | -7.9388 | 23.4229 | -10.9941
7750 | 24.4588 | -10.9837 | 24.4588 | -10.9837 | 23.6362 | -7.938 | 23.4232 | -10.9937
7751 | 24.4585 | -10.9837 | 24.4585 | -10.9837 | 23.6369 | -7.9373 | 23.4234 | -10.9934
7752 | 24.4583 | -10.9836 | 24.4583 | -10.9836 | 23.6376 | -7.9366 | 23.4237 | -10.993
7753 | 24.458 | -10.9835 | 24.458 | -10.9835 | 23.6383 | -7.9358 | 23.424 | -10.9927
7754 | 24.4578 | -10.9835 | 24.4578 | -10.9835 | 23.639 | -7.9351 | 23.4243 | -10.9923
7755 | 24.4575 | -10.9834 | 24.4575 | -10.9834 | 23.6397 | -7.9343 | 23.4246 | -10.992
7756 | 24.4573 | -10.9833 | 24.4573 | -10.9833 | 23.6404 | -7.9336 | 23.4249 | -10.9916
7757 | 24.4571 | -10.9832 | 24.4571 | -10.9832 | 23.6413 | -7.9326 | 23.4254 | -10.9911
7758 | 24.4569 | -10.9831 | 24.4569 | -10.9831 | 23.6422 | -7.9317 | 23.4259 | -10.9905
7759 | 24.4566 | -10.983 | 24.4566 | -10.983 | 23.6431 | -7.9307 | 23.4264 | -10.99
7760 | 24.4564 | -10.9829 | 24.4564 | -10.9829 | 23.644 | -7.9298 | 23.4269 | -10.9894
7761 | 24.4562 | -10.9829 | 24.4562 | -10.9829 | 23.6449 | -7.9288 | 23.4274 | -10.9889
7762 | 24.456 | -10.9828 | 24.456 | -10.9828 | 23.6458 | -7.9279 | 23.4279 | -10.9883
7763 | 24.4558 | -10.9827 | 24.4558 | -10.9827 | 23.6468 | -7.9269 | 23.4284 | -10.9878
7764 | 24.4555 | -10.9825 | 24.4555 | -10.9825 | 23.6477 | -7.926 | 23.4288 | -10.9872
7765 | 24.4553 | -10.9824 | 24.4553 | -10.9824 | 23.6486 | -7.925 | 23.4293 | -10.9867
7766 | 24.4551 | -10.9823 | 24.4551 | -10.9823 | 23.6495 | -7.924 | 23.4298 | -10.9861
7767 | 24.4549 | -10.9822 | 24.4549 | -10.9822 | 23.6504 | -7.9231 | 23.4303 | -10.9856
7768 | 24.4547 | -10.9821 | 24.4547 | -10.9821 | 23.6513 | -7.9221 | 23.4308 | -10.985
7769 | 24.4545 | -10.982 | 24.4545 | -10.982 | 23.6522 | -7.9212 | 23.4313 | -10.9845
7770 | 24.4543 | -10.9819 | 24.4543 | -10.9819 | 23.6532 | -7.9202 | 23.4318 | -10.9839
7771 | 24.4541 | -10.9817 | 24.4541 | -10.9817 | 23.6541 | -7.9193 | 23.4323 | -10.9834
7772 | 24.4539 | -10.9816 | 24.4539 | -10.9816 | 23.655 | -7.9183 | 23.4328 | -10.9828
7773 | 24.4538 | -10.9815 | 24.4538 | -10.9815 | 23.6559 | -7.9173 | 23.4333 | -10.9823
7774 | 24.4536 | -10.9814 | 24.4536 | -10.9814 | 23.6568 | -7.9164 | 23.4338 | -10.9817
7775 | 24.4534 | -10.9812 | 24.4534 | -10.9812 | 23.6577 | -7.9154 | 23.4342 | -10.9812
7776 | 24.4532 | -10.9811 | 24.4532 | -10.9811 | 23.6586 | -7.9145 | 23.4347 | -10.9806
7777 | 24.453 | -10.981 | 24.453 | -10.981 | 23.6596 | -7.9135 | 23.4352 | -10.9801
7778 | 24.4528 | -10.9808 | 24.4528 | -10.9808 | 23.6605 | -7.9126 | 23.4357 | -10.9795
7779 | 24.4527 | -10.9807 | 24.4527 | -10.9807 | 23.6614 | -7.9116 | 23.4362 | -10.979
7780 | 24.4525 | -10.9806 | 24.4525 | -10.9806 | 23.6623 | -7.9107 | 23.4367 | -10.9784
7781 | 24.4523 | -10.9804 | 24.4523 | -10.9804 | 23.6632 | -7.9097 | 23.4372 | -10.9779
7782 | 24.4521 | -10.9803 | 24.4521 | -10.9803 | 23.6641 | -7.9087 | 23.4377 | -10.9773
7783 | 24.452 | -10.9801 | 24.452 | -10.9801 | 23.665 | -7.9078 | 23.4382 | -10.9768
7784 | 24.4518 | -10.98 | 24.4518 | -10.98 | 23.666 | -7.9068 | 23.4387 | -10.9762
7785 | 24.4516 | -10.9798 | 24.4516 | -10.9798 | 23.6669 | -7.9059 | 23.4392 | -10.9757
7786 | 24.4515 | -10.9797 | 24.4515 | -10.9797 | 23.6678 | -7.9049 | 23.4397 | -10.9751
7787 | 24.4513 | -10.9795 | 24.4513 | -10.9795 | 23.6687 | -7.904 | 23.4401 | -10.9746
7788 | 24.4511 | -10.9794 | 24.4511 | -10.9794 | 23.6696 | -7.903 | 23.4406 | -10.974
7789 | 24.451 | -10.9792 | 24.451 | -10.9792 | 23.6705 | -7.9021 | 23.4411 | -10.9735
7790 | 24.4508 | -10.9791 | 24.4508 | -10.9791 | 23.6714 | -7.9011 | 23.4416 | -10.9729
7791 | 24.4506 | -10.9789 | 24.4506 | -10.9789 | 23.6724 | -7.9001 | 23.4421 | -10.9724
7792 | 24.4505 | -10.9788 | 24.4505 | -10.9788 | 23.6733 | -7.8992 | 23.4426 | -10.9718
7793 | 24.4503 | -10.9786 | 24.4503 | -10.9786 | 23.6742 | -7.8982 | 23.4431 | -10.9713
7794 | 24.4502 | -10.9785 | 24.4502 | -10.9785 | 23.6751 | -7.8973 | 23.4436 | -10.9707
7795 | 24.45 | -10.9783 | 24.45 | -10.9783 | 23.676 | -7.8963 | 23.4441 | -10.9702
7796 | 24.4499 | -10.9781 | 24.4499 | -10.9781 | 23.6769 | -7.8953 | 23.4446 | -10.9696
7797 | 24.4497 | -10.978 | 24.4497 | -10.978 | 23.6778 | -7.8944 | 23.4451 | -10.9691
7798 | 24.4495 | -10.9778 | 24.4495 | -10.9778 | 23.6788 | -7.8934 | 23.4456 | -10.9685
7799 | 24.4494 | -10.9777 | 24.4494 | -10.9777 | 23.6797 | -7.8925 | 23.446 | -10.968
7800 | 24.4492 | -10.9775 | 24.4492 | -10.9775 | 23.6806 | -7.8915 | 23.4465 | -10.9674
7801 | 24.4491 | -10.9773 | 24.4491 | -10.9773 | 23.6815 | -7.8906 | 23.447 | -10.9669
7802 | 24.4489 | -10.9772 | 24.4489 | -10.9772 | 23.6824 | -7.8896 | 23.4475 | -10.9663
7803 | 24.4488 | -10.977 | 24.4488 | -10.977 | 23.6833 | -7.8887 | 23.448 | -10.9658
7804 | 24.4486 | -10.9768 | 24.4486 | -10.9768 | 23.6842 | -7.8877 | 23.4485 | -10.9652
7805 | 24.4485 | -10.9767 | 24.4485 | -10.9767 | 23.6852 | -7.8868 | 23.449 | -10.9647
7806 | 24.4483 | -10.9765 | 24.4483 | -10.9765 | 23.6861 | -7.8858 | 23.4495 | -10.9641
7807 | 24.4482 | -10.9763 | 24.4482 | -10.9763 | 23.6871 | -7.8847 | 23.45 | -10.9636
7808 | 24.448 | -10.9762 | 24.448 | -10.9762 | 23.6881 | -7.8837 | 23.4505 | -10.963
7809 | 24.4479 | -10.976 | 24.4479 | -10.976 | 23.6892 | -7.8826 | 23.451 | -10.9625
7810 | 24.4477 | -10.9758 | 24.4477 | -10.9758 | 23.6902 | -7.8815 | 23.4515 | -10.9619
7811 | 24.4476 | -10.9757 | 24.4476 | -10.9757 | 23.6912 | -7.8804 | 23.4519 | -10.9614
7812 | 24.4474 | -10.9755 | 24.4474 | -10.9755 | 23.6922 | -7.8794 | 23.4524 | -10.9608
7813 | 24.4473 | -10.9753 | 24.4473 | -10.9753 | 23.6933 | -7.8783 | 23.4529 | -10.9603
7814 | 24.4471 | -10.9752 | 24.4471 | -10.9752 | 23.6943 | -7.8772 | 23.4534 | -10.9597
7815 | 24.447 | -10.975 | 24.447 | -10.975 | 23.6953 | -7.8762 | 23.4539 | -10.9592
7816 | 24.4468 | -10.9748 | 24.4468 | -10.9748 | 23.6964 | -7.8751 | 23.4544 | -10.9586
7817 | 24.4467 | -10.9747 | 24.4467 | -10.9747 | 23.6974 | -7.874 | 23.4549 | -10.9581
7818 | 24.4465 | -10.9745 | 24.4465 | -10.9745 | 23.6984 | -7.8729 | 23.4554 | -10.9575
7819 | 24.4464 | -10.9743 | 24.4464 | -10.9743 | 23.6995 | -7.8719 | 23.4559 | -10.957
7820 | 24.4462 | -10.9742 | 24.4462 | -10.9742 | 23.7005 | -7.8708 | 23.4564 | -10.9564
7821 | 24.4461 | -10.974 | 24.4461 | -10.974 | 23.7015 | -7.8697 | 23.4569 | -10.9559
7822 | 24.4459 | -10.9738 | 24.4459 | -10.9738 | 23.7026 | -7.8686 | 23.4573 | -10.9553
7823 | 24.4458 | -10.9737 | 24.4458 | -10.9737 | 23.7036 | -7.8676 | 23.4578 | -10.9548
7824 | 24.4456 | -10.9735 | 24.4456 | -10.9735 | 23.7046 | -7.8665 | 23.4583 | -10.9542
7825 | 24.4455 | -10.9734 | 24.4455 | -10.9734 | 23.7056 | -7.8654 | 23.4588 | -10.9537
7826 | 24.4453 | -10.9732 | 24.4453 | -10.9732 | 23.7067 | -7.8644 | 23.4593 | -10.9532
7827 | 24.4452 | -10.973 | 24.4452 | -10.973 | 23.7077 | -7.8633 | 23.4598 | -10.9526
7828 | 24.445 | -10.9729 | 24.445 | -10.9729 | 23.7087 | -7.8622 | 23.4603 | -10.9521
7829 | 24.4448 | -10.9727 | 24.4448 | -10.9727 | 23.7098 | -7.8612 | 23.4608 | -10.9515
7830 | 24.4447 | -10.9726 | 24.4447 | -10.9726 | 23.7108 | -7.8601 | 23.4613 | -10.951
7831 | 24.4445 | -10.9724 | 24.4445 | -10.9724 | 23.7118 | -7.859 | 23.4618 | -10.9504
7832 | 24.4444 | -10.9723 | 24.4444 | -10.9723 | 23.7129 | -7.8579 | 23.4623 | -10.9499
7833 | 24.4442 | -10.9721 | 24.4442 | -10.9721 | 23.7139 | -7.8569 | 23.4627 | -10.9493
7834 | 24.444 | -10.972 | 24.444 | -10.972 | 23.7149 | -7.8558 | 23.4632 | -10.9488
7835 | 24.4439 | -10.9718 | 24.4439 | -10.9718 | 23.7159 | -7.8547 | 23.4637 | -10.9482
7836 | 24.4437 | -10.9717 | 24.4437 | -10.9717 | 23.717 | -7.8537 | 23.4642 | -10.9477
7837 | 24.4435 | -10.9715 | 24.4435 | -10.9715 | 23.718 | -7.8526 | 23.4647 | -10.9471
7838 | 24.4434 | -10.9714 | 24.4434 | -10.9714 | 23.719 | -7.8515 | 23.4652 | -10.9466
7839 | 24.4432 | -10.9712 | 24.4432 | -10.9712 | 23.7201 | -7.8504 | 23.4657 | -10.946
7840 | 24.443 | -10.9711 | 24.443 | -10.9711 | 23.7211 | -7.8494 | 23.4662 | -10.9455
7841 | 24.4429 | -10.9709 | 24.4429 | -10.9709 | 23.7221 | -7.8483 | 23.4667 | -10.9449
7842 | 24.4427 | -10.9708 | 24.4427 | -10.9708 | 23.7232 | -7.8472 | 23.4672 | -10.9444
7843 | 24.4425 | -10.9707 | 24.4425 | -10.9707 | 23.7242 | -7.8461 | 23.4677 | -10.9438
7844 | 24.4423 | -10.9705 | 24.4423 | -10.9705 | 23.7252 | -7.8451 | 23.4681 | -10.9433
7845 | 24.4421 | -10.9704 | 24.4421 | -10.9704 | 23.7262 | -7.844 | 23.4686 | -10.9427
7846 | 24.442 | -10.9702 | 24.442 | -10.9702 | 23.7273 | -7.8429 | 23.4691 | -10.9422
7847 | 24.4418 | -10.9701 | 24.4418 | -10.9701 | 23.7283 | -7.8419 | 23.4696 | -10.9416
7848 | 24.4416 | -10.97 | 24.4416 | -10.97 | 23.7293 | -7.8408 | 23.4701 | -10.9411
7849 | 24.4414 | -10.9699 | 24.4414 | -10.9699 | 23.7304 | -7.8397 | 23.4706 | -10.9405
7850 | 24.4412 | -10.9697 | 24.4412 | -10.9697 | 23.7314 | -7.8386 | 23.4711 | -10.94
7851 | 24.441 | -10.9696 | 24.441 | -10.9696 | 23.7324 | -7.8376 | 23.4716 | -10.9394
7852 | 24.4408 | -10.9695 | 24.4408 | -10.9695 | 23.7335 | -7.8365 | 23.4721 | -10.9389
7853 | 24.4406 | -10.9694 | 24.4406 | -10.9694 | 23.7345 | -7.8354 | 23.4726 | -10.9383
7854 | 24.4404 | -10.9693 | 24.4404 | -10.9693 | 23.7355 | -7.8343 | 23.4731 | -10.9378
7855 | 24.4402 | -10.9691 | 24.4402 | -10.9691 | 23.7366 | -7.8333 | 23.4735 | -10.9372
7856 | 24.44 | -10.969 | 24.44 | -10.969 | 23.7376 | -7.8322 | 23.474 | -10.9367
7857 | 24.4398 | -10.9689 | 24.4398 | -10.9689 | 23.7387 | -7.8311 | 23.4749 | -10.9357
7858 | 24.4396 | -10.9688 | 24.4396 | -10.9688 | 23.7398 | -7.8299 | 23.4758 | -10.9348
7859 | 24.4394 | -10.9687 | 24.4394 | -10.9687 | 23.7409 | -7.8288 | 23.4767 | -10.9338
7860 | 24.4392 | -10.9686 | 24.4392 | -10.9686 | 23.742 | -7.8277 | 23.4776 | -10.9329
7861 | 24.439 | -10.9685 | 24.439 | -10.9685 | 23.7431 | -7.8265 | 23.4785 | -10.9319
7862 | 24.4387 | -10.9684 | 24.4387 | -10.9684 | 23.7442 | -7.8254 | 23.4794 | -10.931
7863 | 24.4385 | -10.9683 | 24.4385 | -10.9683 | 23.7453 | -7.8243 | 23.4803 | -10.93
7864 | 24.4383 | -10.9682 | 24.4383 | -10.9682 | 23.7464 | -7.8231 | 23.4812 | -10.9291
7865 | 24.4381 | -10.9681 | 24.4381 | -10.9681 | 23.7474 | -7.822 | 23.4821 | -10.9281
7866 | 24.4378 | -10.968 | 24.4378 | -10.968 | 23.7485 | -7.8208 | 23.4829 | -10.9272
7867 | 24.4376 | -10.968 | 24.4376 | -10.968 | 23.7496 | -7.8197 | 23.4838 | -10.9262
7868 | 24.4374 | -10.9679 | 24.4374 | -10.9679 | 23.7507 | -7.8186 | 23.4847 | -10.9253
7869 | 24.4371 | -10.9678 | 24.4371 | -10.9678 | 23.7518 | -7.8174 | 23.4856 | -10.9243
7870 | 24.4369 | -10.9677 | 24.4369 | -10.9677 | 23.7529 | -7.8163 | 23.4865 | -10.9234
7871 | 24.4366 | -10.9677 | 24.4366 | -10.9677 | 23.754 | -7.8152 | 23.4874 | -10.9225
7872 | 24.4364 | -10.9676 | 24.4364 | -10.9676 | 23.7551 | -7.814 | 23.4883 | -10.9215
7873 | 24.4362 | -10.9675 | 24.4362 | -10.9675 | 23.7562 | -7.8129 | 23.4892 | -10.9206
7874 | 24.4359 | -10.9675 | 24.4359 | -10.9675 | 23.7573 | -7.8117 | 23.4901 | -10.9196
7875 | 24.4356 | -10.9674 | 24.4356 | -10.9674 | 23.7584 | -7.8106 | 23.491 | -10.9187
7876 | 24.4354 | -10.9673 | 24.4354 | -10.9673 | 23.7595 | -7.8095 | 23.4919 | -10.9177
7877 | 24.4351 | -10.9673 | 24.4351 | -10.9673 | 23.7606 | -7.8083 | 23.4927 | -10.9168
7878 | 24.4349 | -10.9672 | 24.4349 | -10.9672 | 23.7617 | -7.8072 | 23.4936 | -10.9158
7879 | 24.4346 | -10.9672 | 24.4346 | -10.9672 | 23.7628 | -7.806 | 23.4945 | -10.9149
7880 | 24.4343 | -10.9671 | 24.4343 | -10.9671 | 23.7639 | -7.8049 | 23.4954 | -10.9139
7881 | 24.434 | -10.9671 | 24.434 | -10.9671 | 23.765 | -7.8038 | 23.4963 | -10.913
7882 | 24.4338 | -10.9671 | 24.4338 | -10.9671 | 23.7661 | -7.8026 | 23.4972 | -10.912
7883 | 24.4335 | -10.967 | 24.4335 | -10.967 | 23.7672 | -7.8015 | 23.4981 | -10.9111
7884 | 24.4332 | -10.967 | 24.4332 | -10.967 | 23.7683 | -7.8003 | 23.499 | -10.9101
7885 | 24.4329 | -10.967 | 24.4329 | -10.967 | 23.7694 | -7.7992 | 23.4999 | -10.9092
7886 | 24.4326 | -10.967 | 24.4326 | -10.967 | 23.7705 | -7.7981 | 23.5008 | -10.9082
7887 | 24.4323 | -10.9669 | 24.4323 | -10.9669 | 23.7716 | -7.7969 | 23.5016 | -10.9073
7888 | 24.432 | -10.9669 | 24.432 | -10.9669 | 23.7727 | -7.7958 | 23.5025 | -10.9063
7889 | 24.4317 | -10.9669 | 24.4317 | -10.9669 | 23.7738 | -7.7947 | 23.5034 | -10.9054
7890 | 24.4314 | -10.9669 | 24.4314 | -10.9669 | 23.7749 | -7.7935 | 23.5043 | -10.9044
7891 | 24.4311 | -10.9669 | 24.4311 | -10.9669 | 23.776 | -7.7924 | 23.5052 | -10.9035
7892 | 24.4308 | -10.9669 | 24.4308 | -10.9669 | 23.7771 | -7.7912 | 23.5061 | -10.9025
7893 | 24.4305 | -10.9669 | 24.4305 | -10.9669 | 23.7782 | -7.7901 | 23.507 | -10.9016
7894 | 24.4301 | -10.9669 | 24.4301 | -10.9669 | 23.7793 | -7.789 | 23.5079 | -10.9006
7895 | 24.4298 | -10.9669 | 24.4298 | -10.9669 | 23.7803 | -7.7878 | 23.5088 | -10.8997
7896 | 24.4295 | -10.9669 | 24.4295 | -10.9669 | 23.7814 | -7.7867 | 23.5097 | -10.8987
7897 | 24.4291 | -10.9669 | 24.4291 | -10.9669 | 23.7825 | -7.7856 | 23.5106 | -10.8978
7898 | 24.4288 | -10.967 | 24.4288 | -10.967 | 23.7836 | -7.7844 | 23.5114 | -10.8968
7899 | 24.4285 | -10.967 | 24.4285 | -10.967 | 23.7847 | -7.7833 | 23.5123 | -10.8959
7900 | 24.4281 | -10.967 | 24.4281 | -10.967 | 23.7858 | -7.7821 | 23.5132 | -10.895
7901 | 24.4278 | -10.9671 | 24.4278 | -10.9671 | 23.7869 | -7.781 | 23.5141 | -10.894
7902 | 24.4274 | -10.9671 | 24.4274 | -10.9671 | 23.788 | -7.7799 | 23.515 | -10.8931
7903 | 24.4271 | -10.9671 | 24.4271 | -10.9671 | 23.7891 | -7.7787 | 23.5159 | -10.8921
7904 | 24.4267 | -10.9672 | 24.4267 | -10.9672 | 23.7902 | -7.7776 | 23.5168 | -10.8912
7905 | 24.4263 | -10.9672 | 24.4263 | -10.9672 | 23.7913 | -7.7765 | 23.5177 | -10.8902
7906 | 24.426 | -10.9673 | 24.426 | -10.9673 | 23.7924 | -7.7753 | 23.5186 | -10.8893
7907 | 24.4256 | -10.9673 | 24.4256 | -10.9673 | 23.7933 | -7.7744 | 23.5193 | -10.8885
7908 | 24.4252 | -10.9674 | 24.4252 | -10.9674 | 23.7942 | -7.7735 | 23.52 | -10.8878
7909 | 24.4248 | -10.9675 | 24.4248 | -10.9675 | 23.795 | -7.7726 | 23.5206 | -10.887
7910 | 24.4244 | -10.9675 | 24.4244 | -10.9675 | 23.7959 | -7.7717 | 23.5213 | -10.8863
7911 | 24.424 | -10.9676 | 24.424 | -10.9676 | 23.7967 | -7.7708 | 23.522 | -10.8855
7912 | 24.4236 | -10.9677 | 24.4236 | -10.9677 | 23.7976 | -7.7699 | 23.5227 | -10.8848
7913 | 24.4232 | -10.9678 | 24.4232 | -10.9678 | 23.7985 | -7.769 | 23.5234 | -10.884
7914 | 24.4228 | -10.9679 | 24.4228 | -10.9679 | 23.7993 | -7.7681 | 23.5241 | -10.8833
7915 | 24.4224 | -10.9679 | 24.4224 | -10.9679 | 23.8002 | -7.7671 | 23.5248 | -10.8825
7916 | 24.422 | -10.968 | 24.422 | -10.968 | 23.8011 | -7.7662 | 23.5255 | -10.8818
7917 | 24.4216 | -10.9681 | 24.4216 | -10.9681 | 23.8019 | -7.7653 | 23.5262 | -10.881
7918 | 24.4212 | -10.9682 | 24.4212 | -10.9682 | 23.8028 | -7.7644 | 23.5269 | -10.8803
7919 | 24.4208 | -10.9684 | 24.4208 | -10.9684 | 23.8037 | -7.7635 | 23.5275 | -10.8795
7920 | 24.4203 | -10.9685 | 24.4203 | -10.9685 | 23.8045 | -7.7626 | 23.5282 | -10.8788
7921 | 24.4199 | -10.9686 | 24.4199 | -10.9686 | 23.8054 | -7.7617 | 23.5289 | -10.878
7922 | 24.4195 | -10.9687 | 24.4195 | -10.9687 | 23.8063 | -7.7608 | 23.5296 | -10.8773
7923 | 24.419 | -10.9688 | 24.419 | -10.9688 | 23.8071 | -7.7599 | 23.5303 | -10.8766
7924 | 24.4186 | -10.969 | 24.4186 | -10.969 | 23.808 | -7.759 | 23.531 | -10.8758
7925 | 24.4181 | -10.9691 | 24.4181 | -10.9691 | 23.8089 | -7.7581 | 23.5317 | -10.8751
7926 | 24.4177 | -10.9692 | 24.4177 | -10.9692 | 23.8097 | -7.7572 | 23.5324 | -10.8743
7927 | 24.4172 | -10.9694 | 24.4172 | -10.9694 | 23.8106 | -7.7563 | 23.5331 | -10.8736
7928 | 24.4167 | -10.9695 | 24.4167 | -10.9695 | 23.8115 | -7.7554 | 23.5338 | -10.8728
7929 | 24.4163 | -10.9697 | 24.4163 | -10.9697 | 23.8123 | -7.7545 | 23.5344 | -10.8721
7930 | 24.4158 | -10.9698 | 24.4158 | -10.9698 | 23.8132 | -7.7536 | 23.5351 | -10.8713
7931 | 24.4153 | -10.97 | 24.4153 | -10.97 | 23.814 | -7.7527 | 23.5358 | -10.8706
7932 | 24.4148 | -10.9702 | 24.4148 | -10.9702 | 23.8149 | -7.7518 | 23.5365 | -10.8698
7933 | 24.4144 | -10.9703 | 24.4144 | -10.9703 | 23.8158 | -7.7508 | 23.5372 | -10.8691
7934 | 24.4139 | -10.9705 | 24.4139 | -10.9705 | 23.8166 | -7.7499 | 23.5379 | -10.8683
7935 | 24.4134 | -10.9707 | 24.4134 | -10.9707 | 23.8175 | -7.749 | 23.5386 | -10.8676
7936 | 24.4129 | -10.9709 | 24.4129 | -10.9709 | 23.8184 | -7.7481 | 23.5393 | -10.8668
7937 | 24.4124 | -10.9711 | 24.4124 | -10.9711 | 23.8192 | -7.7472 | 23.54 | -10.8661
7938 | 24.4119 | -10.9712 | 24.4119 | -10.9712 | 23.8201 | -7.7463 | 23.5407 | -10.8653
7939 | 24.4113 | -10.9714 | 24.4113 | -10.9714 | 23.821 | -7.7454 | 23.5413 | -10.8646
7940 | 24.4108 | -10.9716 | 24.4108 | -10.9716 | 23.8218 | -7.7445 | 23.542 | -10.8638
7941 | 24.4103 | -10.9719 | 24.4103 | -10.9719 | 23.8227 | -7.7436 | 23.5427 | -10.8631
7942 | 24.4098 | -10.9721 | 24.4098 | -10.9721 | 23.8236 | -7.7427 | 23.5434 | -10.8624
7943 | 24.4092 | -10.9723 | 24.4092 | -10.9723 | 23.8244 | -7.7418 | 23.5441 | -10.8616
7944 | 24.4087 | -10.9725 | 24.4087 | -10.9725 | 23.8253 | -7.7409 | 23.5448 | -10.8609
7945 | 24.4082 | -10.9727 | 24.4082 | -10.9727 | 23.8262 | -7.74 | 23.5455 | -10.8601
7946 | 24.4076 | -10.9729 | 24.4076 | -10.9729 | 23.827 | -7.7391 | 23.5462 | -10.8594
7947 | 24.4071 | -10.9732 | 24.4071 | -10.9732 | 23.8279 | -7.7382 | 23.5469 | -10.8586
7948 | 24.4065 | -10.9734 | 24.4065 | -10.9734 | 23.8288 | -7.7373 | 23.5476 | -10.8579
7949 | 24.406 | -10.9737 | 24.406 | -10.9737 | 23.8296 | -7.7363 | 23.5482 | -10.8571
7950 | 24.4054 | -10.9739 | 24.4054 | -10.9739 | 23.8305 | -7.7354 | 23.5489 | -10.8564
7951 | 24.4048 | -10.9742 | 24.4048 | -10.9742 | 23.8314 | -7.7345 | 23.5496 | -10.8556
7952 | 24.4043 | -10.9744 | 24.4043 | -10.9744 | 23.8322 | -7.7336 | 23.5503 | -10.8549
7953 | 24.4037 | -10.9747 | 24.4037 | -10.9747 | 23.8331 | -7.7327 | 23.551 | -10.8541
7954 | 24.4031 | -10.9749 | 24.4031 | -10.9749 | 23.8339 | -7.7318 | 23.5517 | -10.8534
7955 | 24.4025 | -10.9752 | 24.4025 | -10.9752 | 23.8348 | -7.7309 | 23.5524 | -10.8526
7956 | 24.4019 | -10.9755 | 24.4019 | -10.9755 | 23.8357 | -7.73 | 23.5531 | -10.8519
7957 | 24.4013 | -10.9758 | 24.4013 | -10.9758 | 23.8363 | -7.7293 | 23.5536 | -10.8513
7958 | 24.4007 | -10.976 | 24.4007 | -10.976 | 23.837 | -7.7286 | 23.5541 | -10.8508
7959 | 24.4001 | -10.9763 | 24.4001 | -10.9763 | 23.8377 | -7.7279 | 23.5545 | -10.8502
7960 | 24.3995 | -10.9766 | 24.3995 | -10.9766 | 23.8383 | -7.7272 | 23.555 | -10.8497
7961 | 24.3989 | -10.9769 | 24.3989 | -10.9769 | 23.839 | -7.7265 | 23.5555 | -10.8492
7962 | 24.3983 | -10.9772 | 24.3983 | -10.9772 | 23.8396 | -7.7258 | 23.556 | -10.8486
7963 | 24.3977 | -10.9775 | 24.3977 | -10.9775 | 23.8403 | -7.7251 | 23.5565 | -10.8481
7964 | 24.397 | -10.9778 | 24.397 | -10.9778 | 23.841 | -7.7244 | 23.557 | -10.8475
7965 | 24.3964 | -10.9782 | 24.3964 | -10.9782 | 23.8416 | -7.7237 | 23.5575 | -10.847
7966 | 24.3958 | -10.9785 | 24.3958 | -10.9785 | 23.8423 | -7.723 | 23.558 | -10.8464
7967 | 24.3951 | -10.9788 | 24.3951 | -10.9788 | 23.8429 | -7.7223 | 23.5585 | -10.8459
7968 | 24.3945 | -10.9791 | 24.3945 | -10.9791 | 23.8436 | -7.7216 | 23.559 | -10.8453
7969 | 24.3938 | -10.9795 | 24.3938 | -10.9795 | 23.8443 | -7.7209 | 23.5594 | -10.8448
7970 | 24.3932 | -10.9798 | 24.3932 | -10.9798 | 23.8449 | -7.7202 | 23.5599 | -10.8442
7971 | 24.3925 | -10.9801 | 24.3925 | -10.9801 | 23.8456 | -7.7195 | 23.5604 | -10.8437
7972 | 24.3919 | -10.9805 | 24.3919 | -10.9805 | 23.8462 | -7.7188 | 23.5609 | -10.8431
7973 | 24.3912 | -10.9808 | 24.3912 | -10.9808 | 23.8469 | -7.7181 | 23.5614 | -10.8426
7974 | 24.3905 | -10.9812 | 24.3905 | -10.9812 | 23.8476 | -7.7174 | 23.5619 | -10.842
7975 | 24.3898 | -10.9815 | 24.3898 | -10.9815 | 23.8482 | -7.7167 | 23.5624 | -10.8415
7976 | 24.3892 | -10.9819 | 24.3892 | -10.9819 | 23.8489 | -7.716 | 23.5629 | -10.841
7977 | 24.3885 | -10.9823 | 24.3885 | -10.9823 | 23.8495 | -7.7153 | 23.5634 | -10.8404
7978 | 24.3878 | -10.9826 | 24.3878 | -10.9826 | 23.8502 | -7.7146 | 23.5638 | -10.8399
7979 | 24.3871 | -10.983 | 24.3871 | -10.983 | 23.8509 | -7.7139 | 23.5643 | -10.8393
7980 | 24.3864 | -10.9834 | 24.3864 | -10.9834 | 23.8515 | -7.7132 | 23.5648 | -10.8388
7981 | 24.3857 | -10.9838 | 24.3857 | -10.9838 | 23.8522 | -7.7125 | 23.5653 | -10.8382
7982 | 24.385 | -10.9842 | 24.385 | -10.9842 | 23.8528 | -7.7118 | 23.5658 | -10.8377
7983 | 24.3843 | -10.9846 | 24.3843 | -10.9846 | 23.8535 | -7.7111 | 23.5663 | -10.8371
7984 | 24.3836 | -10.985 | 24.3836 | -10.985 | 23.8542 | -7.7104 | 23.5668 | -10.8366
7985 | 24.3829 | -10.9854 | 24.3829 | -10.9854 | 23.8548 | -7.7097 | 23.5673 | -10.836
7986 | 24.3821 | -10.9858 | 24.3821 | -10.9858 | 23.8555 | -7.709 | 23.5678 | -10.8355
7987 | 24.3814 | -10.9862 | 24.3814 | -10.9862 | 23.8561 | -7.7083 | 23.5683 | -10.8349
7988 | 24.3807 | -10.9866 | 24.3807 | -10.9866 | 23.8568 | -7.7076 | 23.5687 | -10.8344
7989 | 24.3799 | -10.987 | 24.3799 | -10.987 | 23.8574 | -7.7069 | 23.5692 | -10.8338
7990 | 24.3792 | -10.9874 | 24.3792 | -10.9874 | 23.8581 | -7.7062 | 23.5697 | -10.8333
7991 | 24.3785 | -10.9879 | 24.3785 | -10.9879 | 23.8588 | -7.7055 | 23.5702 | -10.8328
7992 | 24.3777 | -10.9883 | 24.3777 | -10.9883 | 23.8594 | -7.7048 | 23.5707 | -10.8322
7993 | 24.377 | -10.9887 | 24.377 | -10.9887 | 23.8601 | -7.7041 | 23.5712 | -10.8317
7994 | 24.3762 | -10.9892 | 24.3762 | -10.9892 | 23.8607 | -7.7034 | 23.5717 | -10.8311
7995 | 24.3755 | -10.9896 | 24.3755 | -10.9896 | 23.8614 | -7.7027 | 23.5722 | -10.8306
7996 | 24.3747 | -10.99 | 24.3747 | -10.99 | 23.8621 | -7.702 | 23.5727 | -10.83
7997 | 24.3739 | -10.9905 | 24.3739 | -10.9905 | 23.8627 | -7.7013 | 23.5732 | -10.8295
7998 | 24.3732 | -10.9909 | 24.3732 | -10.9909 | 23.8634 | -7.7006 | 23.5736 | -10.8289
7999 | 24.3724 | -10.9914 | 24.3724 | -10.9914 | 23.864 | -7.6999 | 23.5741 | -10.8284
8000 | 24.3716 | -10.9919 | 24.3716 | -10.9919 | 23.8647 | -7.6992 | 23.5746 | -10.8278
8001 | 24.3708 | -10.9923 | 24.3708 | -10.9923 | 23.8654 | -7.6985 | 23.5751 | -10.8273
8002 | 24.37 | -10.9928 | 24.37 | -10.9928 | 23.866 | -7.6978 | 23.5756 | -10.8267
8003 | 24.3693 | -10.9933 | 24.3693 | -10.9933 | 23.8667 | -7.6971 | 23.5761 | -10.8262
8004 | 24.3685 | -10.9937 | 24.3685 | -10.9937 | 23.8673 | -7.6964 | 23.5766 | -10.8256
8005 | 24.3677 | -10.9942 | 24.3677 | -10.9942 | 23.868 | -7.6957 | 23.5771 | -10.8251
8006 | 24.3669 | -10.9947 | 24.3669 | -10.9947 | 23.8687 | -7.695 | 23.5776 | -10.8246
8007 | 24.3661 | -10.9952 | 24.3661 | -10.9952 | 23.8693 | -7.6943 | 23.578 | -10.824
8008 | 24.3653 | -10.9957 | 24.3653 | -10.9957 | 23.87 | -7.6936 | 23.5785 | -10.8235
8009 | 24.3644 | -10.9962 | 24.3644 | -10.9962 | 23.8706 | -7.6929 | 23.579 | -10.8229
8010 | 24.3636 | -10.9967 | 24.3636 | -10.9967 | 23.8713 | -7.6922 | 23.5795 | -10.8224
8011 | 24.3628 | -10.9972 | 24.3628 | -10.9972 | 23.872 | -7.6915 | 23.58 | -10.8218
8012 | 24.362 | -10.9977 | 24.362 | -10.9977 | 23.8726 | -7.6908 | 23.5805 | -10.8213
8013 | 24.3612 | -10.9982 | 24.3612 | -10.9982 | 23.8733 | -7.6901 | 23.581 | -10.8207
8014 | 24.3603 | -10.9987 | 24.3603 | -10.9987 | 23.8739 | -7.6894 | 23.5815 | -10.8202
8015 | 24.3595 | -10.9992 | 24.3595 | -10.9992 | 23.8746 | -7.6887 | 23.582 | -10.8196
8016 | 24.3587 | -10.9997 | 24.3587 | -10.9997 | 23.8752 | -7.688 | 23.5825 | -10.8191
8017 | 24.3578 | -11.0002 | 24.3578 | -11.0002 | 23.8759 | -7.6873 | 23.5829 | -10.8186
8018 | 24.357 | -11.0008 | 24.357 | -11.0008 | 23.8766 | -7.6866 | 23.5834 | -10.818
8019 | 24.3562 | -11.0013 | 24.3562 | -11.0013 | 23.8772 | -7.6859 | 23.5839 | -10.8175
8020 | 24.3553 | -11.0018 | 24.3553 | -11.0018 | 23.8779 | -7.6852 | 23.5844 | -10.8169
8021 | 24.3545 | -11.0023 | 24.3545 | -11.0023 | 23.8785 | -7.6845 | 23.5849 | -10.8164
8022 | 24.3536 | -11.0029 | 24.3536 | -11.0029 | 23.8792 | -7.6838 | 23.5854 | -10.8158
8023 | 24.3528 | -11.0034 | 24.3528 | -11.0034 | 23.8798 | -7.6831 | 23.5859 | -10.8153
8024 | 24.3519 | -11.004 | 24.3519 | -11.004 | 23.8805 | -7.6824 | 23.5864 | -10.8147
8025 | 24.351 | -11.0045 | 24.351 | -11.0045 | 23.8812 | -7.6817 | 23.5869 | -10.8142
8026 | 24.3502 | -11.005 | 24.3502 | -11.005 | 23.8818 | -7.681 | 23.5873 | -10.8136
8027 | 24.3493 | -11.0056 | 24.3493 | -11.0056 | 23.8825 | -7.6803 | 23.5878 | -10.8131
8028 | 24.3484 | -11.0061 | 24.3484 | -11.0061 | 23.8831 | -7.6796 | 23.5883 | -10.8125
8029 | 24.3476 | -11.0067 | 24.3476 | -11.0067 | 23.8838 | -7.6789 | 23.5888 | -10.812
8030 | 24.3467 | -11.0073 | 24.3467 | -11.0073 | 23.8845 | -7.6782 | 23.5893 | -10.8115
8031 | 24.3458 | -11.0078 | 24.3458 | -11.0078 | 23.8851 | -7.6775 | 23.5898 | -10.8109
8032 | 24.3449 | -11.0084 | 24.3449 | -11.0084 | 23.8858 | -7.6768 | 23.5903 | -10.8104
8033 | 24.3441 | -11.009 | 24.3441 | -11.009 | 23.8864 | -7.6761 | 23.5908 | -10.8098
8034 | 24.3432 | -11.0095 | 24.3432 | -11.0095 | 23.8871 | -7.6754 | 23.5913 | -10.8093
8035 | 24.3423 | -11.0101 | 24.3423 | -11.0101 | 23.8877 | -7.6747 | 23.5917 | -10.8087
8036 | 24.3414 | -11.0107 | 24.3414 | -11.0107 | 23.8884 | -7.674 | 23.5922 | -10.8082
8037 | 24.3405 | -11.0112 | 24.3405 | -11.0112 | 23.8891 | -7.6733 | 23.5927 | -10.8076
8038 | 24.3396 | -11.0118 | 24.3396 | -11.0118 | 23.8897 | -7.6726 | 23.5932 | -10.8071
8039 | 24.3387 | -11.0124 | 24.3387 | -11.0124 | 23.8904 | -7.6719 | 23.5937 | -10.8065
8040 | 24.3378 | -11.013 | 24.3378 | -11.013 | 23.891 | -7.6712 | 23.5942 | -10.806
8041 | 24.3369 | -11.0136 | 24.3369 | -11.0136 | 23.8917 | -7.6705 | 23.5947 | -10.8055
8042 | 24.336 | -11.0141 | 24.336 | -11.0141 | 23.8924 | -7.6698 | 23.5952 | -10.8049
8043 | 24.3351 | -11.0147 | 24.3351 | -11.0147 | 23.893 | -7.6691 | 23.5957 | -10.8044
8044 | 24.3342 | -11.0153 | 24.3342 | -11.0153 | 23.8937 | -7.6684 | 23.5962 | -10.8038
8045 | 24.3333 | -11.0159 | 24.3333 | -11.0159 | 23.8943 | -7.6677 | 23.5966 | -10.8033
8046 | 24.3324 | -11.0165 | 24.3324 | -11.0165 | 23.895 | -7.667 | 23.5971 | -10.8027
8047 | 24.3315 | -11.0171 | 24.3315 | -11.0171 | 23.8956 | -7.6663 | 23.5976 | -10.8022
8048 | 24.3306 | -11.0177 | 24.3306 | -11.0177 | 23.8963 | -7.6656 | 23.5981 | -10.8016
8049 | 24.3296 | -11.0183 | 24.3296 | -11.0183 | 23.897 | -7.6649 | 23.5986 | -10.8011
8050 | 24.3287 | -11.0189 | 24.3287 | -11.0189 | 23.8976 | -7.6642 | 23.5991 | -10.8005
8051 | 24.3278 | -11.0195 | 24.3278 | -11.0195 | 23.8983 | -7.6635 | 23.5996 | -10.8
8052 | 24.3269 | -11.0201 | 24.3269 | -11.0201 | 23.8989 | -7.6628 | 23.6001 | -10.7994
8053 | 24.326 | -11.0207 | 24.326 | -11.0207 | 23.8996 | -7.6621 | 23.6006 | -10.7989
8054 | 24.325 | -11.0213 | 24.325 | -11.0213 | 23.9002 | -7.6614 | 23.601 | -10.7984
8055 | 24.3241 | -11.0219 | 24.3241 | -11.0219 | 23.9009 | -7.6607 | 23.6015 | -10.7978
8056 | 24.3232 | -11.0225 | 24.3232 | -11.0225 | 23.9016 | -7.6601 | 23.602 | -10.7973
8057 | 24.3223 | -11.0231 | 24.3223 | -11.0231 | 23.902 | -7.6595 | 23.6025 | -10.7967
8058 | 24.3213 | -11.0237 | 24.3213 | -11.0237 | 23.9025 | -7.659 | 23.603 | -10.7962
8059 | 24.3204 | -11.0244 | 24.3204 | -11.0244 | 23.903 | -7.6585 | 23.6035 | -10.7956
8060 | 24.3195 | -11.025 | 24.3195 | -11.025 | 23.9035 | -7.6579 | 23.604 | -10.7951
8061 | 24.3185 | -11.0256 | 24.3185 | -11.0256 | 23.904 | -7.6574 | 23.6045 | -10.7945
8062 | 24.3176 | -11.0262 | 24.3176 | -11.0262 | 23.9045 | -7.6569 | 23.605 | -10.794
8063 | 24.3167 | -11.0268 | 24.3167 | -11.0268 | 23.905 | -7.6563 | 23.6054 | -10.7934
8064 | 24.3157 | -11.0274 | 24.3157 | -11.0274 | 23.9055 | -7.6558 | 23.6059 | -10.7929
8065 | 24.3148 | -11.028 | 24.3148 | -11.028 | 23.906 | -7.6553 | 23.6064 | -10.7924
8066 | 24.3139 | -11.0287 | 24.3139 | -11.0287 | 23.9065 | -7.6547 | 23.6069 | -10.7918
8067 | 24.3129 | -11.0293 | 24.3129 | -11.0293 | 23.9069 | -7.6542 | 23.6074 | -10.7913
8068 | 24.312 | -11.0299 | 24.312 | -11.0299 | 23.9074 | -7.6537 | 23.6079 | -10.7907
8069 | 24.3111 | -11.0305 | 24.3111 | -11.0305 | 23.9079 | -7.6532 | 23.6084 | -10.7902
8070 | 24.3101 | -11.0311 | 24.3101 | -11.0311 | 23.9084 | -7.6526 | 23.6089 | -10.7896
8071 | 24.3092 | -11.0318 | 24.3092 | -11.0318 | 23.9089 | -7.6521 | 23.6094 | -10.7891
8072 | 24.3083 | -11.0324 | 24.3083 | -11.0324 | 23.9094 | -7.6516 | 23.6098 | -10.7885
8073 | 24.3073 | -11.033 | 24.3073 | -11.033 | 23.9099 | -7.651 | 23.6103 | -10.788
8074 | 24.3064 | -11.0336 | 24.3064 | -11.0336 | 23.9104 | -7.6505 | 23.6108 | -10.7875
8075 | 24.3054 | -11.0342 | 24.3054 | -11.0342 | 23.9109 | -7.65 | 23.6113 | -10.7869
8076 | 24.3045 | -11.0349 | 24.3045 | -11.0349 | 23.9113 | -7.6495 | 23.6118 | -10.7864
8077 | 24.3036 | -11.0355 | 24.3036 | -11.0355 | 23.9118 | -7.6489 | 23.6123 | -10.7858
8078 | 24.3026 | -11.0361 | 24.3026 | -11.0361 | 23.9123 | -7.6484 | 23.6128 | -10.7853
8079 | 24.3017 | -11.0367 | 24.3017 | -11.0367 | 23.9128 | -7.6479 | 23.6133 | -10.7847
8080 | 24.3008 | -11.0373 | 24.3008 | -11.0373 | 23.9133 | -7.6473 | 23.6138 | -10.7842
8081 | 24.2998 | -11.038 | 24.2998 | -11.038 | 23.9138 | -7.6468 | 23.6142 | -10.7836
8082 | 24.2989 | -11.0386 | 24.2989 | -11.0386 | 23.9143 | -7.6463 | 23.6147 | -10.7831
8083 | 24.298 | -11.0392 | 24.298 | -11.0392 | 23.9148 | -7.6457 | 23.6152 | -10.7825
8084 | 24.297 | -11.0398 | 24.297 | -11.0398 | 23.9153 | -7.6452 | 23.6157 | -10.782
8085 | 24.2961 | -11.0404 | 24.2961 | -11.0404 | 23.9157 | -7.6447 | 23.6162 | -10.7815
8086 | 24.2951 | -11.041 | 24.2951 | -11.041 | 23.9162 | -7.6442 | 23.6167 | -10.7809
8087 | 24.2942 | -11.0417 | 24.2942 | -11.0417 | 23.9167 | -7.6436 | 23.6172 | -10.7804
8088 | 24.2933 | -11.0423 | 24.2933 | -11.0423 | 23.9172 | -7.6431 | 23.6177 | -10.7798
8089 | 24.2923 | -11.0429 | 24.2923 | -11.0429 | 23.9177 | -7.6426 | 23.6182 | -10.7793
8090 | 24.2914 | -11.0435 | 24.2914 | -11.0435 | 23.9182 | -7.642 | 23.6186 | -10.7787
8091 | 24.2905 | -11.0441 | 24.2905 | -11.0441 | 23.9187 | -7.6415 | 23.6191 | -10.7782
8092 | 24.2896 | -11.0447 | 24.2896 | -11.0447 | 23.9192 | -7.641 | 23.6196 | -10.7776
8093 | 24.2886 | -11.0453 | 24.2886 | -11.0453 | 23.9197 | -7.6405 | 23.6201 | -10.7771
8094 | 24.2877 | -11.046 | 24.2877 | -11.046 | 23.9202 | -7.6399 | 23.6206 | -10.7765
8095 | 24.2868 | -11.0466 | 24.2868 | -11.0466 | 23.9206 | -7.6394 | 23.6211 | -10.776
8096 | 24.2858 | -11.0472 | 24.2858 | -11.0472 | 23.9211 | -7.6389 | 23.6216 | -10.7755
8097 | 24.2849 | -11.0478 | 24.2849 | -11.0478 | 23.9216 | -7.6383 | 23.6221 | -10.7749
8098 | 24.284 | -11.0484 | 24.284 | -11.0484 | 23.9221 | -7.6378 | 23.6226 | -10.7744
8099 | 24.2831 | -11.049 | 24.2831 | -11.049 | 23.9226 | -7.6373 | 23.623 | -10.7738
8100 | 24.2822 | -11.0496 | 24.2822 | -11.0496 | 23.9231 | -7.6368 | 23.6235 | -10.7733
8101 | 24.2812 | -11.0502 | 24.2812 | -11.0502 | 23.9236 | -7.6362 | 23.624 | -10.7727
8102 | 24.2803 | -11.0508 | 24.2803 | -11.0508 | 23.9241 | -7.6357 | 23.6245 | -10.7722
8103 | 24.2794 | -11.0514 | 24.2794 | -11.0514 | 23.9246 | -7.6352 | 23.625 | -10.7716
8104 | 24.2785 | -11.052 | 24.2785 | -11.052 | 23.925 | -7.6346 | 23.6255 | -10.7711
8105 | 24.2776 | -11.0526 | 24.2776 | -11.0526 | 23.9255 | -7.6341 | 23.626 | -10.7706
8106 | 24.2767 | -11.0532 | 24.2767 | -11.0532 | 23.926 | -7.6336 | 23.6265 | -10.77
8107 | 24.2758 | -11.0538 | 24.2758 | -11.0538 | 23.9262 | -7.6334 | 23.6271 | -10.7693
8108 | 24.2749 | -11.0543 | 24.2749 | -11.0543 | 23.9263 | -7.6332 | 23.6278 | -10.7685
8109 | 24.274 | -11.0549 | 24.274 | -11.0549 | 23.9264 | -7.633 | 23.6285 | -10.7678
8110 | 24.2731 | -11.0555 | 24.2731 | -11.0555 | 23.9266 | -7.6328 | 23.6292 | -10.767
8111 | 24.2722 | -11.0561 | 24.2722 | -11.0561 | 23.9267 | -7.6326 | 23.6299 | -10.7663
8112 | 24.2713 | -11.0567 | 24.2713 | -11.0567 | 23.9269 | -7.6325 | 23.6306 | -10.7655
8113 | 24.2704 | -11.0572 | 24.2704 | -11.0572 | 23.927 | -7.6323 | 23.6313 | -10.7648
8114 | 24.2695 | -11.0578 | 24.2695 | -11.0578 | 23.9272 | -7.6321 | 23.632 | -10.7641
8115 | 24.2686 | -11.0584 | 24.2686 | -11.0584 | 23.9273 | -7.6319 | 23.6327 | -10.7633
8116 | 24.2677 | -11.059 | 24.2677 | -11.059 | 23.9275 | -7.6317 | 23.6333 | -10.7626
8117 | 24.2668 | -11.0595 | 24.2668 | -11.0595 | 23.9276 | -7.6315 | 23.634 | -10.7618
8118 | 24.2659 | -11.0601 | 24.2659 | -11.0601 | 23.9278 | -7.6313 | 23.6347 | -10.7611
8119 | 24.2651 | -11.0606 | 24.2651 | -11.0606 | 23.9279 | -7.6311 | 23.6354 | -10.7603
8120 | 24.2642 | -11.0612 | 24.2642 | -11.0612 | 23.9281 | -7.631 | 23.6361 | -10.7596
8121 | 24.2633 | -11.0618 | 24.2633 | -11.0618 | 23.9282 | -7.6308 | 23.6368 | -10.7588
8122 | 24.2625 | -11.0623 | 24.2625 | -11.0623 | 23.9284 | -7.6306 | 23.6375 | -10.7581
8123 | 24.2616 | -11.0629 | 24.2616 | -11.0629 | 23.9285 | -7.6304 | 23.6382 | -10.7574
8124 | 24.2607 | -11.0634 | 24.2607 | -11.0634 | 23.9287 | -7.6302 | 23.6389 | -10.7566
8125 | 24.2599 | -11.064 | 24.2599 | -11.064 | 23.9288 | -7.63 | 23.6395 | -10.7559
8126 | 24.259 | -11.0645 | 24.259 | -11.0645 | 23.9289 | -7.6298 | 23.6402 | -10.7551
8127 | 24.2581 | -11.065 | 24.2581 | -11.065 | 23.9291 | -7.6297 | 23.6409 | -10.7544
8128 | 24.2573 | -11.0656 | 24.2573 | -11.0656 | 23.9292 | -7.6295 | 23.6416 | -10.7536
8129 | 24.2564 | -11.0661 | 24.2564 | -11.0661 | 23.9294 | -7.6293 | 23.6423 | -10.7529
8130 | 24.2556 | -11.0666 | 24.2556 | -11.0666 | 23.9295 | -7.6291 | 23.643 | -10.7521
8131 | 24.2548 | -11.0671 | 24.2548 | -11.0671 | 23.9297 | -7.6289 | 23.6437 | -10.7514
8132 | 24.2539 | -11.0677 | 24.2539 | -11.0677 | 23.9298 | -7.6287 | 23.6444 | -10.7507
8133 | 24.2531 | -11.0682 | 24.2531 | -11.0682 | 23.93 | -7.6285 | 23.645 | -10.7499
8134 | 24.2523 | -11.0687 | 24.2523 | -11.0687 | 23.9301 | -7.6284 | 23.6457 | -10.7492
8135 | 24.2514 | -11.0692 | 24.2514 | -11.0692 | 23.9303 | -7.6282 | 23.6464 | -10.7484
8136 | 24.2506 | -11.0697 | 24.2506 | -11.0697 | 23.9304 | -7.628 | 23.6471 | -10.7477
8137 | 24.2498 | -11.0702 | 24.2498 | -11.0702 | 23.9306 | -7.6278 | 23.6478 | -10.7469
8138 | 24.249 | -11.0707 | 24.249 | -11.0707 | 23.9307 | -7.6276 | 23.6485 | -10.7462
8139 | 24.2482 | -11.0712 | 24.2482 | -11.0712 | 23.9309 | -7.6274 | 23.6492 | -10.7454
8140 | 24.2474 | -11.0717 | 24.2474 | -11.0717 | 23.931 | -7.6272 | 23.6499 | -10.7447
8141 | 24.2466 | -11.0722 | 24.2466 | -11.0722 | 23.9312 | -7.627 | 23.6506 | -10.744
8142 | 24.2458 | -11.0727 | 24.2458 | -11.0727 | 23.9313 | -7.6269 | 23.6512 | -10.7432
8143 | 24.245 | -11.0731 | 24.245 | -11.0731 | 23.9314 | -7.6267 | 23.6519 | -10.7425
8144 | 24.2442 | -11.0736 | 24.2442 | -11.0736 | 23.9316 | -7.6265 | 23.6526 | -10.7417
8145 | 24.2434 | -11.0741 | 24.2434 | -11.0741 | 23.9317 | -7.6263 | 23.6533 | -10.741
8146 | 24.2426 | -11.0745 | 24.2426 | -11.0745 | 23.9319 | -7.6261 | 23.654 | -10.7402
8147 | 24.2418 | -11.075 | 24.2418 | -11.075 | 23.932 | -7.6259 | 23.6547 | -10.7395
8148 | 24.2411 | -11.0755 | 24.2411 | -11.0755 | 23.9322 | -7.6257 | 23.6554 | -10.7387
8149 | 24.2403 | -11.0759 | 24.2403 | -11.0759 | 23.9323 | -7.6255 | 23.6561 | -10.738
8150 | 24.2395 | -11.0763 | 24.2395 | -11.0763 | 23.9325 | -7.6254 | 23.6567 | -10.7373
8151 | 24.2388 | -11.0768 | 24.2388 | -11.0768 | 23.9326 | -7.6252 | 23.6574 | -10.7365
8152 | 24.238 | -11.0772 | 24.238 | -11.0772 | 23.9328 | -7.625 | 23.6581 | -10.7358
8153 | 24.2373 | -11.0777 | 24.2373 | -11.0777 | 23.9329 | -7.6248 | 23.6588 | -10.735
8154 | 24.2365 | -11.0781 | 24.2365 | -11.0781 | 23.9331 | -7.6246 | 23.6595 | -10.7343
8155 | 24.2358 | -11.0785 | 24.2358 | -11.0785 | 23.9332 | -7.6244 | 23.6602 | -10.7335
8156 | 24.235 | -11.0789 | 24.235 | -11.0789 | 23.9334 | -7.6242 | 23.6609 | -10.7328
8157 | 24.2343 | -11.0793 | 24.2343 | -11.0793 | 23.9334 | -7.6241 | 23.6614 | -10.7323
8158 | 24.2336 | -11.0798 | 24.2336 | -11.0798 | 23.9335 | -7.624 | 23.6619 | -10.7317
8159 | 24.2328 | -11.0802 | 24.2328 | -11.0802 | 23.9336 | -7.6239 | 23.6623 | -10.7312
8160 | 24.2321 | -11.0806 | 24.2321 | -11.0806 | 23.9336 | -7.6238 | 23.6628 | -10.7306
8161 | 24.2314 | -11.081 | 24.2314 | -11.081 | 23.9337 | -7.6237 | 23.6633 | -10.7301
8162 | 24.2307 | -11.0813 | 24.2307 | -11.0813 | 23.9338 | -7.6236 | 23.6638 | -10.7295
8163 | 24.23 | -11.0817 | 24.23 | -11.0817 | 23.9339 | -7.6235 | 23.6643 | -10.729
8164 | 24.2293 | -11.0821 | 24.2293 | -11.0821 | 23.9339 | -7.6233 | 23.6648 | -10.7284
8165 | 24.2286 | -11.0825 | 24.2286 | -11.0825 | 23.934 | -7.6232 | 23.6653 | -10.7279
8166 | 24.2279 | -11.0828 | 24.2279 | -11.0828 | 23.9341 | -7.6231 | 23.6658 | -10.7274
8167 | 24.2273 | -11.0832 | 24.2273 | -11.0832 | 23.9342 | -7.623 | 23.6662 | -10.7268
8168 | 24.2266 | -11.0836 | 24.2266 | -11.0836 | 23.9342 | -7.6229 | 23.6667 | -10.7263
8169 | 24.2259 | -11.0839 | 24.2259 | -11.0839 | 23.9343 | -7.6228 | 23.6672 | -10.7257
8170 | 24.2252 | -11.0843 | 24.2252 | -11.0843 | 23.9344 | -7.6227 | 23.6677 | -10.7252
8171 | 24.2246 | -11.0846 | 24.2246 | -11.0846 | 23.9344 | -7.6226 | 23.6682 | -10.7246
8172 | 24.2239 | -11.0849 | 24.2239 | -11.0849 | 23.9345 | -7.6224 | 23.6687 | -10.7241
8173 | 24.2233 | -11.0853 | 24.2233 | -11.0853 | 23.9346 | -7.6223 | 23.6692 | -10.7236
8174 | 24.2226 | -11.0856 | 24.2226 | -11.0856 | 23.9347 | -7.6222 | 23.6697 | -10.723
8175 | 24.222 | -11.0859 | 24.222 | -11.0859 | 23.9347 | -7.6221 | 23.6701 | -10.7225
8176 | 24.2214 | -11.0862 | 24.2214 | -11.0862 | 23.9348 | -7.622 | 23.6706 | -10.7219
8177 | 24.2208 | -11.0865 | 24.2208 | -11.0865 | 23.9349 | -7.6219 | 23.6711 | -10.7214
8178 | 24.2201 | -11.0868 | 24.2201 | -11.0868 | 23.9349 | -7.6218 | 23.6716 | -10.7208
8179 | 24.2195 | -11.0871 | 24.2195 | -11.0871 | 23.935 | -7.6216 | 23.6721 | -10.7203
8180 | 24.2189 | -11.0874 | 24.2189 | -11.0874 | 23.9351 | -7.6215 | 23.6726 | -10.7198
8181 | 24.2183 | -11.0877 | 24.2183 | -11.0877 | 23.9352 | -7.6214 | 23.6731 | -10.7192
8182 | 24.2177 | -11.088 | 24.2177 | -11.088 | 23.9352 | -7.6213 | 23.6736 | -10.7187
8183 | 24.2171 | -11.0882 | 24.2171 | -11.0882 | 23.9353 | -7.6212 | 23.6741 | -10.7181
8184 | 24.2166 | -11.0885 | 24.2166 | -11.0885 | 23.9354 | -7.6211 | 23.6745 | -10.7176
8185 | 24.216 | -11.0888 | 24.216 | -11.0888 | 23.9355 | -7.621 | 23.675 | -10.717
8186 | 24.2154 | -11.089 | 24.2154 | -11.089 | 23.9355 | -7.6209 | 23.6755 | -10.7165
8187 | 24.2148 | -11.0893 | 24.2148 | -11.0893 | 23.9356 | -7.6208 | 23.676 | -10.7159
8188 | 24.2143 | -11.0895 | 24.2143 | -11.0895 | 23.9357 | -7.6206 | 23.6765 | -10.7154
8189 | 24.2137 | -11.0897 | 24.2137 | -11.0897 | 23.9357 | -7.6205 | 23.677 | -10.7149
8190 | 24.2132 | -11.09 | 24.2132 | -11.09 | 23.9358 | -7.6204 | 23.6775 | -10.7143
8191 | 24.2126 | -11.0902 | 24.2126 | -11.0902 | 23.9359 | -7.6203 | 23.678 | -10.7138
8192 | 24.2121 | -11.0904 | 24.2121 | -11.0904 | 23.936 | -7.6202 | 23.6784 | -10.7132
8193 | 24.2116 | -11.0906 | 24.2116 | -11.0906 | 23.936 | -7.6201 | 23.6789 | -10.7127
8194 | 24.2111 | -11.0908 | 24.2111 | -11.0908 | 23.9361 | -7.62 | 23.6794 | -10.7121
8195 | 24.2105 | -11.091 | 24.2105 | -11.091 | 23.9362 | -7.6199 | 23.6799 | -10.7116
8196 | 24.21 | -11.0912 | 24.21 | -11.0912 | 23.9363 | -7.6197 | 23.6804 | -10.7111
8197 | 24.2095 | -11.0914 | 24.2095 | -11.0914 | 23.9363 | -7.6196 | 23.6809 | -10.7105
8198 | 24.209 | -11.0916 | 24.209 | -11.0916 | 23.9364 | -7.6195 | 23.6814 | -10.71
8199 | 24.2085 | -11.0917 | 24.2085 | -11.0917 | 23.9365 | -7.6194 | 23.6819 | -10.7094
8200 | 24.2081 | -11.0919 | 24.2081 | -11.0919 | 23.9365 | -7.6193 | 23.6823 | -10.7089
8201 | 24.2076 | -11.0921 | 24.2076 | -11.0921 | 23.9366 | -7.6192 | 23.6828 | -10.7083
8202 | 24.2071 | -11.0922 | 24.2071 | -11.0922 | 23.9367 | -7.6191 | 23.6833 | -10.7078
8203 | 24.2067 | -11.0924 | 24.2067 | -11.0924 | 23.9368 | -7.619 | 23.6838 | -10.7073
8204 | 24.2062 | -11.0925 | 24.2062 | -11.0925 | 23.9368 | -7.6188 | 23.6843 | -10.7067
8205 | 24.2057 | -11.0926 | 24.2057 | -11.0926 | 23.9369 | -7.6187 | 23.6848 | -10.7062
8206 | 24.2053 | -11.0928 | 24.2053 | -11.0928 | 23.937 | -7.6186 | 23.6853 | -10.7056
8207 | 24.2049 | -11.0929 | 24.2049 | -11.0929 | 23.937 | -7.6185 | 23.6856 | -10.7053
8208 | 24.2044 | -11.093 | 24.2044 | -11.093 | 23.937 | -7.6185 | 23.6858 | -10.7049
8209 | 24.204 | -11.0931 | 24.204 | -11.0931 | 23.9371 | -7.6184 | 23.6861 | -10.7046
8210 | 24.2036 | -11.0932 | 24.2036 | -11.0932 | 23.9371 | -7.6183 | 23.6864 | -10.7042
8211 | 24.2032 | -11.0933 | 24.2032 | -11.0933 | 23.9371 | -7.6183 | 23.6867 | -10.7039
8212 | 24.2028 | -11.0934 | 24.2028 | -11.0934 | 23.9372 | -7.6182 | 23.687 | -10.7036
8213 | 24.2024 | -11.0934 | 24.2024 | -11.0934 | 23.9372 | -7.6181 | 23.6873 | -10.7032
8214 | 24.202 | -11.0935 | 24.202 | -11.0935 | 23.9372 | -7.6181 | 23.6876 | -10.7029
8215 | 24.2016 | -11.0936 | 24.2016 | -11.0936 | 23.9373 | -7.618 | 23.6879 | -10.7025
8216 | 24.2012 | -11.0936 | 24.2012 | -11.0936 | 23.9373 | -7.6179 | 23.6882 | -10.7022
8217 | 24.2009 | -11.0937 | 24.2009 | -11.0937 | 23.9373 | -7.6178 | 23.6884 | -10.7018
8218 | 24.2005 | -11.0937 | 24.2005 | -11.0937 | 23.9373 | -7.6178 | 23.6887 | -10.7015
8219 | 24.2002 | -11.0938 | 24.2002 | -11.0938 | 23.9374 | -7.6177 | 23.689 | -10.7012
8220 | 24.1998 | -11.0938 | 24.1998 | -11.0938 | 23.9374 | -7.6176 | 23.6893 | -10.7008
8221 | 24.1995 | -11.0938 | 24.1995 | -11.0938 | 23.9374 | -7.6176 | 23.6896 | -10.7005
8222 | 24.1991 | -11.0938 | 24.1991 | -11.0938 | 23.9375 | -7.6175 | 23.6899 | -10.7001
8223 | 24.1988 | -11.0939 | 24.1988 | -11.0939 | 23.9375 | -7.6174 | 23.6902 | -10.6998
8224 | 24.1985 | -11.0939 | 24.1985 | -11.0939 | 23.9375 | -7.6174 | 23.6905 | -10.6995
8225 | 24.1982 | -11.0939 | 24.1982 | -11.0939 | 23.9376 | -7.6173 | 23.6907 | -10.6991
8226 | 24.1979 | -11.0938 | 24.1979 | -11.0938 | 23.9376 | -7.6172 | 23.691 | -10.6988
8227 | 24.1976 | -11.0938 | 24.1976 | -11.0938 | 23.9376 | -7.6171 | 23.6913 | -10.6984
8228 | 24.1973 | -11.0938 | 24.1973 | -11.0938 | 23.9377 | -7.6171 | 23.6916 | -10.6981
8229 | 24.197 | -11.0938 | 24.197 | -11.0938 | 23.9377 | -7.617 | 23.6919 | -10.6977
8230 | 24.1967 | -11.0937 | 24.1967 | -11.0937 | 23.9377 | -7.6169 | 23.6922 | -10.6974
8231 | 24.1964 | -11.0937 | 24.1964 | -11.0937 | 23.9378 | -7.6169 | 23.6925 | -10.6971
8232 | 24.1962 | -11.0936 | 24.1962 | -11.0936 | 23.9378 | -7.6168 | 23.6928 | -10.6967
8233 | 24.1959 | -11.0936 | 24.1959 | -11.0936 | 23.9378 | -7.6167 | 23.693 | -10.6964
8234 | 24.1957 | -11.0935 | 24.1957 | -11.0935 | 23.9378 | -7.6166 | 23.6933 | -10.696
8235 | 24.1954 | -11.0934 | 24.1954 | -11.0934 | 23.9379 | -7.6166 | 23.6936 | -10.6957
8236 | 24.1952 | -11.0933 | 24.1952 | -11.0933 | 23.9379 | -7.6165 | 23.6939 | -10.6953
8237 | 24.1949 | -11.0933 | 24.1949 | -11.0933 | 23.9379 | -7.6164 | 23.6942 | -10.695
8238 | 24.1947 | -11.0932 | 24.1947 | -11.0932 | 23.938 | -7.6164 | 23.6945 | -10.6947
8239 | 24.1945 | -11.0931 | 24.1945 | -11.0931 | 23.938 | -7.6163 | 23.6948 | -10.6943
8240 | 24.1943 | -11.0929 | 24.1943 | -11.0929 | 23.938 | -7.6162 | 23.6951 | -10.694
8241 | 24.1941 | -11.0928 | 24.1941 | -11.0928 | 23.9381 | -7.6162 | 23.6953 | -10.6936
8242 | 24.1939 | -11.0927 | 24.1939 | -11.0927 | 23.9381 | -7.6161 | 23.6956 | -10.6933
8243 | 24.1937 | -11.0926 | 24.1937 | -11.0926 | 23.9381 | -7.616 | 23.6959 | -10.6929
8244 | 24.1935 | -11.0924 | 24.1935 | -11.0924 | 23.9382 | -7.6159 | 23.6962 | -10.6926
8245 | 24.1934 | -11.0923 | 24.1934 | -11.0923 | 23.9382 | -7.6159 | 23.6965 | -10.6923
8246 | 24.1932 | -11.0921 | 24.1932 | -11.0921 | 23.9382 | -7.6158 | 23.6968 | -10.6919
8247 | 24.193 | -11.092 | 24.193 | -11.092 | 23.9383 | -7.6157 | 23.6971 | -10.6916
8248 | 24.1929 | -11.0918 | 24.1929 | -11.0918 | 23.9383 | -7.6157 | 23.6974 | -10.6912
8249 | 24.1927 | -11.0916 | 24.1927 | -11.0916 | 23.9383 | -7.6156 | 23.6976 | -10.6909
8250 | 24.1926 | -11.0915 | 24.1926 | -11.0915 | 23.9383 | -7.6155 | 23.6979 | -10.6905
8251 | 24.1925 | -11.0913 | 24.1925 | -11.0913 | 23.9384 | -7.6154 | 23.6982 | -10.6902
8252 | 24.1924 | -11.0911 | 24.1924 | -11.0911 | 23.9384 | -7.6154 | 23.6985 | -10.6899
8253 | 24.1922 | -11.0909 | 24.1922 | -11.0909 | 23.9384 | -7.6153 | 23.6988 | -10.6895
8254 | 24.1921 | -11.0907 | 24.1921 | -11.0907 | 23.9385 | -7.6152 | 23.6991 | -10.6892
8255 | 24.192 | -11.0904 | 24.192 | -11.0904 | 23.9385 | -7.6152 | 23.6994 | -10.6888
8256 | 24.1919 | -11.0902 | 24.1919 | -11.0902 | 23.9385 | -7.6151 | 23.6997 | -10.6885
8257 | 24.1918 | -11.09 | 24.1918 | -11.09 | 23.9387 | -7.6149 | 23.7001 | -10.6879
8258 | 24.1918 | -11.0897 | 24.1918 | -11.0897 | 23.9388 | -7.6148 | 23.7006 | -10.6874
8259 | 24.1917 | -11.0895 | 24.1917 | -11.0895 | 23.9389 | -7.6146 | 23.7011 | -10.6869
8260 | 24.1916 | -11.0892 | 24.1916 | -11.0892 | 23.939 | -7.6145 | 23.7016 | -10.6863
8261 | 24.1916 | -11.089 | 24.1916 | -11.089 | 23.9391 | -7.6143 | 23.7021 | -10.6858
8262 | 24.1915 | -11.0887 | 24.1915 | -11.0887 | 23.9392 | -7.6142 | 23.7026 | -10.6852
8263 | 24.1915 | -11.0884 | 24.1915 | -11.0884 | 23.9394 | -7.614 | 23.7031 | -10.6847
8264 | 24.1914 | -11.0882 | 24.1914 | -11.0882 | 23.9395 | -7.6138 | 23.7035 | -10.6841
8265 | 24.1914 | -11.0879 | 24.1914 | -11.0879 | 23.9396 | -7.6137 | 23.704 | -10.6836
8266 | 24.1914 | -11.0876 | 24.1914 | -11.0876 | 23.9397 | -7.6135 | 23.7045 | -10.6831
8267 | 24.1914 | -11.0873 | 24.1914 | -11.0873 | 23.9398 | -7.6134 | 23.705 | -10.6825
8268 | 24.1914 | -11.087 | 24.1914 | -11.087 | 23.9399 | -7.6132 | 23.7055 | -10.682
8269 | 24.1914 | -11.0866 | 24.1914 | -11.0866 | 23.94 | -7.6131 | 23.706 | -10.6814
8270 | 24.1914 | -11.0863 | 24.1914 | -11.0863 | 23.9402 | -7.6129 | 23.7065 | -10.6809
8271 | 24.1914 | -11.086 | 24.1914 | -11.086 | 23.9403 | -7.6128 | 23.707 | -10.6804
8272 | 24.1914 | -11.0856 | 24.1914 | -11.0856 | 23.9404 | -7.6126 | 23.7074 | -10.6798
8273 | 24.1915 | -11.0853 | 24.1915 | -11.0853 | 23.9405 | -7.6124 | 23.7079 | -10.6793
8274 | 24.1915 | -11.0849 | 24.1915 | -11.0849 | 23.9406 | -7.6123 | 23.7084 | -10.6787
8275 | 24.1915 | -11.0846 | 24.1915 | -11.0846 | 23.9407 | -7.6121 | 23.7089 | -10.6782
8276 | 24.1916 | -11.0842 | 24.1916 | -11.0842 | 23.9409 | -7.612 | 23.7094 | -10.6776
8277 | 24.1916 | -11.0838 | 24.1916 | -11.0838 | 23.941 | -7.6118 | 23.7099 | -10.6771
8278 | 24.1917 | -11.0834 | 24.1917 | -11.0834 | 23.9411 | -7.6117 | 23.7104 | -10.6766
8279 | 24.1918 | -11.083 | 24.1918 | -11.083 | 23.9412 | -7.6115 | 23.7109 | -10.676
8280 | 24.1919 | -11.0827 | 24.1919 | -11.0827 | 23.9413 | -7.6114 | 23.7113 | -10.6755
8281 | 24.1919 | -11.0822 | 24.1919 | -11.0822 | 23.9414 | -7.6112 | 23.7118 | -10.6749
8282 | 24.192 | -11.0818 | 24.192 | -11.0818 | 23.9416 | -7.611 | 23.7123 | -10.6744
8283 | 24.1921 | -11.0814 | 24.1921 | -11.0814 | 23.9417 | -7.6109 | 23.7128 | -10.6738
8284 | 24.1922 | -11.081 | 24.1922 | -11.081 | 23.9418 | -7.6107 | 23.7133 | -10.6733
8285 | 24.1924 | -11.0806 | 24.1924 | -11.0806 | 23.9419 | -7.6106 | 23.7138 | -10.6728
8286 | 24.1925 | -11.0801 | 24.1925 | -11.0801 | 23.942 | -7.6104 | 23.7143 | -10.6722
8287 | 24.1926 | -11.0797 | 24.1926 | -11.0797 | 23.9421 | -7.6103 | 23.7148 | -10.6717
8288 | 24.1927 | -11.0792 | 24.1927 | -11.0792 | 23.9422 | -7.6101 | 23.7152 | -10.6711
8289 | 24.1929 | -11.0787 | 24.1929 | -11.0787 | 23.9424 | -7.61 | 23.7157 | -10.6706
8290 | 24.193 | -11.0783 | 24.193 | -11.0783 | 23.9425 | -7.6098 | 23.7162 | -10.6701
8291 | 24.1932 | -11.0778 | 24.1932 | -11.0778 | 23.9426 | -7.6097 | 23.7167 | -10.6695
8292 | 24.1934 | -11.0773 | 24.1934 | -11.0773 | 23.9427 | -7.6095 | 23.7172 | -10.669
8293 | 24.1935 | -11.0768 | 24.1935 | -11.0768 | 23.9428 | -7.6093 | 23.7177 | -10.6684
8294 | 24.1937 | -11.0763 | 24.1937 | -11.0763 | 23.9429 | -7.6092 | 23.7182 | -10.6679
8295 | 24.1939 | -11.0758 | 24.1939 | -11.0758 | 23.9431 | -7.609 | 23.7186 | -10.6673
8296 | 24.1941 | -11.0753 | 24.1941 | -11.0753 | 23.9432 | -7.6089 | 23.7191 | -10.6668
8297 | 24.1943 | -11.0748 | 24.1943 | -11.0748 | 23.9433 | -7.6087 | 23.7196 | -10.6663
8298 | 24.1945 | -11.0743 | 24.1945 | -11.0743 | 23.9434 | -7.6086 | 23.7201 | -10.6657
8299 | 24.1947 | -11.0738 | 24.1947 | -11.0738 | 23.9435 | -7.6084 | 23.7206 | -10.6652
8300 | 24.1949 | -11.0732 | 24.1949 | -11.0732 | 23.9436 | -7.6082 | 23.7211 | -10.6646
8301 | 24.1951 | -11.0727 | 24.1951 | -11.0727 | 23.9438 | -7.6081 | 23.7216 | -10.6641
8302 | 24.1954 | -11.0721 | 24.1954 | -11.0721 | 23.9439 | -7.6079 | 23.7221 | -10.6636
8303 | 24.1956 | -11.0716 | 24.1956 | -11.0716 | 23.944 | -7.6078 | 23.7225 | -10.663
8304 | 24.1959 | -11.071 | 24.1959 | -11.071 | 23.9441 | -7.6076 | 23.723 | -10.6625
8305 | 24.1961 | -11.0704 | 24.1961 | -11.0704 | 23.9442 | -7.6075 | 23.7235 | -10.6619
8306 | 24.1964 | -11.0698 | 24.1964 | -11.0698 | 23.9443 | -7.6073 | 23.724 | -10.6614
8307 | 24.1966 | -11.0693 | 24.1966 | -11.0693 | 23.9445 | -7.6071 | 23.7243 | -10.661
8308 | 24.1969 | -11.0687 | 24.1969 | -11.0687 | 23.9447 | -7.6069 | 23.7246 | -10.6607
8309 | 24.1972 | -11.0681 | 24.1972 | -11.0681 | 23.9449 | -7.6067 | 23.7249 | -10.6604
8310 | 24.1975 | -11.0675 | 24.1975 | -11.0675 | 23.9451 | -7.6064 | 23.7252 | -10.66
8311 | 24.1978 | -11.0669 | 24.1978 | -11.0669 | 23.9452 | -7.6062 | 23.7254 | -10.6597
8312 | 24.1981 | -11.0662 | 24.1981 | -11.0662 | 23.9454 | -7.606 | 23.7257 | -10.6593
8313 | 24.1984 | -11.0656 | 24.1984 | -11.0656 | 23.9456 | -7.6058 | 23.726 | -10.659
8314 | 24.1987 | -11.065 | 24.1987 | -11.065 | 23.9458 | -7.6056 | 23.7263 | -10.6587
8315 | 24.199 | -11.0644 | 24.199 | -11.0644 | 23.946 | -7.6053 | 23.7266 | -10.6583
8316 | 24.1993 | -11.0637 | 24.1993 | -11.0637 | 23.9462 | -7.6051 | 23.7269 | -10.658
8317 | 24.1997 | -11.0631 | 24.1997 | -11.0631 | 23.9463 | -7.6049 | 23.7272 | -10.6576
8318 | 24.2 | -11.0624 | 24.2 | -11.0624 | 23.9465 | -7.6047 | 23.7274 | -10.6573
8319 | 24.2003 | -11.0618 | 24.2003 | -11.0618 | 23.9467 | -7.6044 | 23.7277 | -10.6569
8320 | 24.2007 | -11.0611 | 24.2007 | -11.0611 | 23.9469 | -7.6042 | 23.728 | -10.6566
8321 | 24.201 | -11.0604 | 24.201 | -11.0604 | 23.9471 | -7.604 | 23.7283 | -10.6563
8322 | 24.2014 | -11.0597 | 24.2014 | -11.0597 | 23.9472 | -7.6038 | 23.7286 | -10.6559
8323 | 24.2018 | -11.059 | 24.2018 | -11.059 | 23.9474 | -7.6036 | 23.7289 | -10.6556
8324 | 24.2021 | -11.0584 | 24.2021 | -11.0584 | 23.9476 | -7.6033 | 23.7292 | -10.6552
8325 | 24.2025 | -11.0577 | 24.2025 | -11.0577 | 23.9478 | -7.6031 | 23.7295 | -10.6549
8326 | 24.2029 | -11.057 | 24.2029 | -11.057 | 23.948 | -7.6029 | 23.7297 | -10.6546
8327 | 24.2033 | -11.0562 | 24.2033 | -11.0562 | 23.9481 | -7.6027 | 23.73 | -10.6542
8328 | 24.2037 | -11.0555 | 24.2037 | -11.0555 | 23.9483 | -7.6025 | 23.7303 | -10.6539
8329 | 24.2041 | -11.0548 | 24.2041 | -11.0548 | 23.9485 | -7.6022 | 23.7306 | -10.6535
8330 | 24.2045 | -11.0541 | 24.2045 | -11.0541 | 23.9487 | -7.602 | 23.7309 | -10.6532
8331 | 24.2049 | -11.0534 | 24.2049 | -11.0534 | 23.9489 | -7.6018 | 23.7312 | -10.6529
8332 | 24.2053 | -11.0526 | 24.2053 | -11.0526 | 23.949 | -7.6016 | 23.7315 | -10.6525
8333 | 24.2058 | -11.0519 | 24.2058 | -11.0519 | 23.9492 | -7.6014 | 23.7317 | -10.6522
8334 | 24.2062 | -11.0511 | 24.2062 | -11.0511 | 23.9494 | -7.6011 | 23.732 | -10.6518
8335 | 24.2066 | -11.0504 | 24.2066 | -11.0504 | 23.9496 | -7.6009 | 23.7323 | -10.6515
8336 | 24.2071 | -11.0496 | 24.2071 | -11.0496 | 23.9498 | -7.6007 | 23.7326 | -10.6511
8337 | 24.2075 | -11.0488 | 24.2075 | -11.0488 | 23.95 | -7.6005 | 23.7329 | -10.6508
8338 | 24.208 | -11.0481 | 24.208 | -11.0481 | 23.9501 | -7.6003 | 23.7332 | -10.6505
8339 | 24.2084 | -11.0473 | 24.2084 | -11.0473 | 23.9503 | -7.6001 | 23.7335 | -10.6501
8340 | 24.2089 | -11.0465 | 24.2089 | -11.0465 | 23.9505 | -7.5998 | 23.7338 | -10.6498
8341 | 24.2094 | -11.0457 | 24.2094 | -11.0457 | 23.9507 | -7.5996 | 23.734 | -10.6494
8342 | 24.2098 | -11.0449 | 24.2098 | -11.0449 | 23.9509 | -7.5994 | 23.7343 | -10.6491
8343 | 24.2103 | -11.0441 | 24.2103 | -11.0441 | 23.951 | -7.5992 | 23.7346 | -10.6488
8344 | 24.2108 | -11.0433 | 24.2108 | -11.0433 | 23.9512 | -7.599 | 23.7349 | -10.6484
8345 | 24.2113 | -11.0425 | 24.2113 | -11.0425 | 23.9514 | -7.5987 | 23.7352 | -10.6481
8346 | 24.2118 | -11.0417 | 24.2118 | -11.0417 | 23.9516 | -7.5985 | 23.7355 | -10.6477
8347 | 24.2123 | -11.0409 | 24.2123 | -11.0409 | 23.9518 | -7.5983 | 23.7358 | -10.6474
8348 | 24.2128 | -11.0401 | 24.2128 | -11.0401 | 23.9519 | -7.5981 | 23.736 | -10.6471
8349 | 24.2133 | -11.0392 | 24.2133 | -11.0392 | 23.9521 | -7.5979 | 23.7363 | -10.6467
8350 | 24.2138 | -11.0384 | 24.2138 | -11.0384 | 23.9523 | -7.5976 | 23.7366 | -10.6464
8351 | 24.2143 | -11.0376 | 24.2143 | -11.0376 | 23.9525 | -7.5974 | 23.7369 | -10.646
8352 | 24.2148 | -11.0367 | 24.2148 | -11.0367 | 23.9527 | -7.5972 | 23.7372 | -10.6457
8353 | 24.2154 | -11.0359 | 24.2154 | -11.0359 | 23.9528 | -7.597 | 23.7375 | -10.6453
8354 | 24.2159 | -11.035 | 24.2159 | -11.035 | 23.953 | -7.5968 | 23.7378 | -10.645
8355 | 24.2164 | -11.0342 | 24.2164 | -11.0342 | 23.9532 | -7.5965 | 23.7381 | -10.6447
8356 | 24.217 | -11.0333 | 24.217 | -11.0333 | 23.9534 | -7.5963 | 23.7383 | -10.6443
8357 | 24.2175 | -11.0324 | 24.2175 | -11.0324 | 23.9535 | -7.5961 | 23.7386 | -10.644
8358 | 24.2181 | -11.0316 | 24.2181 | -11.0316 | 23.9537 | -7.596 | 23.7389 | -10.6436
8359 | 24.2186 | -11.0307 | 24.2186 | -11.0307 | 23.9538 | -7.5958 | 23.7392 | -10.6433
8360 | 24.2192 | -11.0298 | 24.2192 | -11.0298 | 23.954 | -7.5956 | 23.7395 | -10.643
8361 | 24.2198 | -11.0289 | 24.2198 | -11.0289 | 23.9541 | -7.5954 | 23.7398 | -10.6426
8362 | 24.2203 | -11.028 | 24.2203 | -11.028 | 23.9543 | -7.5952 | 23.7401 | -10.6423
8363 | 24.2209 | -11.0271 | 24.2209 | -11.0271 | 23.9544 | -7.595 | 23.7403 | -10.6419
8364 | 24.2215 | -11.0262 | 24.2215 | -11.0262 | 23.9546 | -7.5948 | 23.7406 | -10.6416
8365 | 24.2221 | -11.0253 | 24.2221 | -11.0253 | 23.9547 | -7.5946 | 23.7409 | -10.6413
8366 | 24.2227 | -11.0244 | 24.2227 | -11.0244 | 23.9549 | -7.5944 | 23.7412 | -10.6409
8367 | 24.2232 | -11.0235 | 24.2232 | -11.0235 | 23.955 | -7.5943 | 23.7415 | -10.6406
8368 | 24.2238 | -11.0226 | 24.2238 | -11.0226 | 23.9552 | -7.5941 | 23.7418 | -10.6402
8369 | 24.2244 | -11.0217 | 24.2244 | -11.0217 | 23.9553 | -7.5939 | 23.7421 | -10.6399
8370 | 24.225 | -11.0208 | 24.225 | -11.0208 | 23.9555 | -7.5937 | 23.7424 | -10.6396
8371 | 24.2256 | -11.0199 | 24.2256 | -11.0199 | 23.9556 | -7.5935 | 23.7426 | -10.6392
8372 | 24.2263 | -11.0189 | 24.2263 | -11.0189 | 23.9558 | -7.5933 | 23.7429 | -10.6389
8373 | 24.2269 | -11.018 | 24.2269 | -11.018 | 23.9559 | -7.5931 | 23.7432 | -10.6385
8374 | 24.2275 | -11.0171 | 24.2275 | -11.0171 | 23.9561 | -7.5929 | 23.7435 | -10.6382
8375 | 24.2281 | -11.0161 | 24.2281 | -11.0161 | 23.9562 | -7.5928 | 23.7438 | -10.6379
8376 | 24.2287 | -11.0152 | 24.2287 | -11.0152 | 23.9564 | -7.5926 | 23.7441 | -10.6375
8377 | 24.2294 | -11.0142 | 24.2294 | -11.0142 | 23.9565 | -7.5924 | 23.7444 | -10.6372
8378 | 24.23 | -11.0133 | 24.23 | -11.0133 | 23.9567 | -7.5922 | 23.7446 | -10.6368
8379 | 24.2306 | -11.0123 | 24.2306 | -11.0123 | 23.9568 | -7.592 | 23.7449 | -10.6365
8380 | 24.2313 | -11.0114 | 24.2313 | -11.0114 | 23.957 | -7.5918 | 23.7452 | -10.6361
8381 | 24.2319 | -11.0104 | 24.2319 | -11.0104 | 23.9571 | -7.5916 | 23.7455 | -10.6358
8382 | 24.2325 | -11.0095 | 24.2325 | -11.0095 | 23.9573 | -7.5914 | 23.7458 | -10.6355
8383 | 24.2332 | -11.0085 | 24.2332 | -11.0085 | 23.9574 | -7.5913 | 23.7461 | -10.6351
8384 | 24.2338 | -11.0075 | 24.2338 | -11.0075 | 23.9576 | -7.5911 | 23.7464 | -10.6348
8385 | 24.2345 | -11.0065 | 24.2345 | -11.0065 | 23.9577 | -7.5909 | 23.7466 | -10.6344
8386 | 24.2351 | -11.0056 | 24.2351 | -11.0056 | 23.9578 | -7.5907 | 23.7469 | -10.6341
8387 | 24.2358 | -11.0046 | 24.2358 | -11.0046 | 23.958 | -7.5905 | 23.7472 | -10.6338
8388 | 24.2365 | -11.0036 | 24.2365 | -11.0036 | 23.9581 | -7.5903 | 23.7475 | -10.6334
8389 | 24.2371 | -11.0026 | 24.2371 | -11.0026 | 23.9583 | -7.5901 | 23.7478 | -10.6331
8390 | 24.2378 | -11.0016 | 24.2378 | -11.0016 | 23.9584 | -7.5899 | 23.7481 | -10.6327
8391 | 24.2385 | -11.0007 | 24.2385 | -11.0007 | 23.9586 | -7.5898 | 23.7484 | -10.6324
8392 | 24.2391 | -10.9997 | 24.2391 | -10.9997 | 23.9587 | -7.5896 | 23.7487 | -10.6321
8393 | 24.2398 | -10.9987 | 24.2398 | -10.9987 | 23.9589 | -7.5894 | 23.7489 | -10.6317
8394 | 24.2405 | -10.9977 | 24.2405 | -10.9977 | 23.959 | -7.5892 | 23.7492 | -10.6314
8395 | 24.2412 | -10.9967 | 24.2412 | -10.9967 | 23.9592 | -7.589 | 23.7495 | -10.631
8396 | 24.2419 | -10.9957 | 24.2419 | -10.9957 | 23.9593 | -7.5888 | 23.7498 | -10.6307
8397 | 24.2425 | -10.9947 | 24.2425 | -10.9947 | 23.9595 | -7.5886 | 23.7501 | -10.6304
8398 | 24.2432 | -10.9937 | 24.2432 | -10.9937 | 23.9596 | -7.5884 | 23.7504 | -10.63
8399 | 24.2439 | -10.9927 | 24.2439 | -10.9927 | 23.9598 | -7.5883 | 23.7507 | -10.6297
8400 | 24.2446 | -10.9916 | 24.2446 | -10.9916 | 23.9599 | -7.5881 | 23.7509 | -10.6293
8401 | 24.2453 | -10.9906 | 24.2453 | -10.9906 | 23.9601 | -7.5879 | 23.7512 | -10.629
8402 | 24.246 | -10.9896 | 24.246 | -10.9896 | 23.9602 | -7.5877 | 23.7515 | -10.6287
8403 | 24.2467 | -10.9886 | 24.2467 | -10.9886 | 23.9604 | -7.5875 | 23.7518 | -10.6283
8404 | 24.2474 | -10.9876 | 24.2474 | -10.9876 | 23.9605 | -7.5873 | 23.7521 | -10.628
8405 | 24.2481 | -10.9866 | 24.2481 | -10.9866 | 23.9607 | -7.5871 | 23.7524 | -10.6276
8406 | 24.2488 | -10.9855 | 24.2488 | -10.9855 | 23.9608 | -7.5869 | 23.7527 | -10.6273
8407 | 24.2495 | -10.9845 | 24.2495 | -10.9845 | 23.9611 | -7.5866 | 23.7529 | -10.627
8408 | 24.2502 | -10.9835 | 24.2502 | -10.9835 | 23.9613 | -7.5864 | 23.7532 | -10.6266
8409 | 24.2509 | -10.9824 | 24.2509 | -10.9824 | 23.9615 | -7.5861 | 23.7535 | -10.6263
8410 | 24.2516 | -10.9814 | 24.2516 | -10.9814 | 23.9618 | -7.5858 | 23.7538 | -10.6259
8411 | 24.2524 | -10.9804 | 24.2524 | -10.9804 | 23.962 | -7.5855 | 23.7541 | -10.6256
8412 | 24.2531 | -10.9793 | 24.2531 | -10.9793 | 23.9623 | -7.5853 | 23.7544 | -10.6253
8413 | 24.2538 | -10.9783 | 24.2538 | -10.9783 | 23.9625 | -7.585 | 23.7547 | -10.6249
8414 | 24.2545 | -10.9773 | 24.2545 | -10.9773 | 23.9627 | -7.5847 | 23.7549 | -10.6246
8415 | 24.2552 | -10.9762 | 24.2552 | -10.9762 | 23.963 | -7.5845 | 23.7552 | -10.6242
8416 | 24.2559 | -10.9752 | 24.2559 | -10.9752 | 23.9632 | -7.5842 | 23.7555 | -10.6239
8417 | 24.2567 | -10.9742 | 24.2567 | -10.9742 | 23.9634 | -7.5839 | 23.7558 | -10.6236
8418 | 24.2574 | -10.9731 | 24.2574 | -10.9731 | 23.9637 | -7.5836 | 23.7561 | -10.6232
8419 | 24.2581 | -10.9721 | 24.2581 | -10.9721 | 23.9639 | -7.5834 | 23.7564 | -10.6229
8420 | 24.2588 | -10.971 | 24.2588 | -10.971 | 23.9641 | -7.5831 | 23.7567 | -10.6225
8421 | 24.2596 | -10.97 | 24.2596 | -10.97 | 23.9644 | -7.5828 | 23.7569 | -10.6222
8422 | 24.2603 | -10.9689 | 24.2603 | -10.9689 | 23.9646 | -7.5825 | 23.7572 | -10.6219
8423 | 24.261 | -10.9679 | 24.261 | -10.9679 | 23.9649 | -7.5823 | 23.7575 | -10.6215
8424 | 24.2618 | -10.9668 | 24.2618 | -10.9668 | 23.9651 | -7.582 | 23.7578 | -10.6212
8425 | 24.2625 | -10.9658 | 24.2625 | -10.9658 | 23.9653 | -7.5817 | 23.7581 | -10.6208
8426 | 24.2632 | -10.9647 | 24.2632 | -10.9647 | 23.9656 | -7.5814 | 23.7584 | -10.6205
8427 | 24.264 | -10.9637 | 24.264 | -10.9637 | 23.9658 | -7.5812 | 23.7587 | -10.6202
8428 | 24.2647 | -10.9626 | 24.2647 | -10.9626 | 23.966 | -7.5809 | 23.759 | -10.6198
8429 | 24.2654 | -10.9616 | 24.2654 | -10.9616 | 23.9663 | -7.5806 | 23.7592 | -10.6195
8430 | 24.2662 | -10.9605 | 24.2662 | -10.9605 | 23.9665 | -7.5803 | 23.7595 | -10.6191
8431 | 24.2669 | -10.9594 | 24.2669 | -10.9594 | 23.9667 | -7.5801 | 23.7598 | -10.6188
8432 | 24.2676 | -10.9584 | 24.2676 | -10.9584 | 23.967 | -7.5798 | 23.7601 | -10.6185
8433 | 24.2684 | -10.9573 | 24.2684 | -10.9573 | 23.9672 | -7.5795 | 23.7604 | -10.6181
8434 | 24.2691 | -10.9563 | 24.2691 | -10.9563 | 23.9674 | -7.5792 | 23.7607 | -10.6178
8435 | 24.2699 | -10.9552 | 24.2699 | -10.9552 | 23.9677 | -7.579 | 23.761 | -10.6174
8436 | 24.2706 | -10.9542 | 24.2706 | -10.9542 | 23.9679 | -7.5787 | 23.7612 | -10.6171
8437 | 24.2713 | -10.9531 | 24.2713 | -10.9531 | 23.9682 | -7.5784 | 23.7615 | -10.6168
8438 | 24.2721 | -10.952 | 24.2721 | -10.952 | 23.9684 | -7.5781 | 23.7618 | -10.6164
8439 | 24.2728 | -10.951 | 24.2728 | -10.951 | 23.9686 | -7.5779 | 23.7621 | -10.6161
8440 | 24.2736 | -10.9499 | 24.2736 | -10.9499 | 23.9689 | -7.5776 | 23.7624 | -10.6157
8441 | 24.2743 | -10.9489 | 24.2743 | -10.9489 | 23.9691 | -7.5773 | 23.7627 | -10.6154
8442 | 24.275 | -10.9478 | 24.275 | -10.9478 | 23.9693 | -7.577 | 23.763 | -10.6151
8443 | 24.2758 | -10.9467 | 24.2758 | -10.9467 | 23.9696 | -7.5768 | 23.7632 | -10.6147
8444 | 24.2765 | -10.9457 | 24.2765 | -10.9457 | 23.9698 | -7.5765 | 23.7635 | -10.6144
8445 | 24.2773 | -10.9446 | 24.2773 | -10.9446 | 23.97 | -7.5762 | 23.7638 | -10.614
8446 | 24.278 | -10.9436 | 24.278 | -10.9436 | 23.9703 | -7.5759 | 23.7641 | -10.6137
8447 | 24.2787 | -10.9425 | 24.2787 | -10.9425 | 23.9705 | -7.5757 | 23.7644 | -10.6134
8448 | 24.2795 | -10.9414 | 24.2795 | -10.9414 | 23.9707 | -7.5754 | 23.7647 | -10.613
8449 | 24.2802 | -10.9404 | 24.2802 | -10.9404 | 23.971 | -7.5751 | 23.765 | -10.6127
8450 | 24.281 | -10.9393 | 24.281 | -10.9393 | 23.9712 | -7.5748 | 23.7652 | -10.6123
8451 | 24.2817 | -10.9383 | 24.2817 | -10.9383 | 23.9715 | -7.5746 | 23.7655 | -10.612
8452 | 24.2824 | -10.9372 | 24.2824 | -10.9372 | 23.9717 | -7.5743 | 23.7658 | -10.6117
8453 | 24.2832 | -10.9361 | 24.2832 | -10.9361 | 23.9719 | -7.574 | 23.7661 | -10.6113
8454 | 24.2839 | -10.9351 | 24.2839 | -10.9351 | 23.9722 | -7.5738 | 23.7664 | -10.611
8455 | 24.2847 | -10.934 | 24.2847 | -10.934 | 23.9724 | -7.5735 | 23.7667 | -10.6106
8456 | 24.2854 | -10.933 | 24.2854 | -10.933 | 23.9726 | -7.5732 | 23.767 | -10.6103
8457 | 24.2861 | -10.9319 | 24.2861 | -10.9319 | 23.9727 | -7.5731 | 23.7672 | -10.61
8458 | 24.2869 | -10.9309 | 24.2869 | -10.9309 | 23.9728 | -7.573 | 23.7675 | -10.6096
8459 | 24.2876 | -10.9298 | 24.2876 | -10.9298 | 23.9729 | -7.5728 | 23.7678 | -10.6093
8460 | 24.2883 | -10.9288 | 24.2883 | -10.9288 | 23.973 | -7.5727 | 23.7681 | -10.609
8461 | 24.2891 | -10.9277 | 24.2891 | -10.9277 | 23.9731 | -7.5726 | 23.7684 | -10.6086
8462 | 24.2898 | -10.9267 | 24.2898 | -10.9267 | 23.9731 | -7.5725 | 23.7687 | -10.6083
8463 | 24.2905 | -10.9256 | 24.2905 | -10.9256 | 23.9732 | -7.5723 | 23.769 | -10.6079
8464 | 24.2913 | -10.9246 | 24.2913 | -10.9246 | 23.9733 | -7.5722 | 23.7692 | -10.6076
8465 | 24.292 | -10.9235 | 24.292 | -10.9235 | 23.9734 | -7.5721 | 23.7695 | -10.6073
8466 | 24.2927 | -10.9225 | 24.2927 | -10.9225 | 23.9735 | -7.572 | 23.7698 | -10.6069
8467 | 24.2934 | -10.9214 | 24.2934 | -10.9214 | 23.9736 | -7.5718 | 23.7701 | -10.6066
8468 | 24.2942 | -10.9204 | 24.2942 | -10.9204 | 23.9737 | -7.5717 | 23.7704 | -10.6062
8469 | 24.2949 | -10.9193 | 24.2949 | -10.9193 | 23.9738 | -7.5716 | 23.7707 | -10.6059
8470 | 24.2956 | -10.9183 | 24.2956 | -10.9183 | 23.9739 | -7.5714 | 23.771 | -10.6056
8471 | 24.2963 | -10.9172 | 24.2963 | -10.9172 | 23.9739 | -7.5713 | 23.7712 | -10.6052
8472 | 24.2971 | -10.9162 | 24.2971 | -10.9162 | 23.974 | -7.5712 | 23.7715 | -10.6049
8473 | 24.2978 | -10.9152 | 24.2978 | -10.9152 | 23.9741 | -7.5711 | 23.7718 | -10.6045
8474 | 24.2985 | -10.9141 | 24.2985 | -10.9141 | 23.9742 | -7.5709 | 23.7721 | -10.6042
8475 | 24.2992 | -10.9131 | 24.2992 | -10.9131 | 23.9743 | -7.5708 | 23.7724 | -10.6039
8476 | 24.2999 | -10.9121 | 24.2999 | -10.9121 | 23.9744 | -7.5707 | 23.7727 | -10.6035
8477 | 24.3006 | -10.911 | 24.3006 | -10.911 | 23.9745 | -7.5705 | 23.773 | -10.6032
8478 | 24.3013 | -10.91 | 24.3013 | -10.91 | 23.9746 | -7.5704 | 23.7732 | -10.6028
8479 | 24.3021 | -10.909 | 24.3021 | -10.909 | 23.9747 | -7.5703 | 23.7735 | -10.6025
8480 | 24.3028 | -10.9079 | 24.3028 | -10.9079 | 23.9748 | -7.5702 | 23.7738 | -10.6022
8481 | 24.3035 | -10.9069 | 24.3035 | -10.9069 | 23.9748 | -7.57 | 23.7741 | -10.6018
8482 | 24.3042 | -10.9059 | 24.3042 | -10.9059 | 23.9749 | -7.5699 | 23.7744 | -10.6015
8483 | 24.3049 | -10.9049 | 24.3049 | -10.9049 | 23.975 | -7.5698 | 23.7747 | -10.6012
8484 | 24.3056 | -10.9038 | 24.3056 | -10.9038 | 23.9751 | -7.5697 | 23.775 | -10.6008
8485 | 24.3063 | -10.9028 | 24.3063 | -10.9028 | 23.9752 | -7.5695 | 23.7752 | -10.6005
8486 | 24.307 | -10.9018 | 24.307 | -10.9018 | 23.9753 | -7.5694 | 23.7755 | -10.6001
8487 | 24.3077 | -10.9008 | 24.3077 | -10.9008 | 23.9754 | -7.5693 | 23.7758 | -10.5998
8488 | 24.3084 | -10.8998 | 24.3084 | -10.8998 | 23.9755 | -7.5691 | 23.7761 | -10.5995
8489 | 24.309 | -10.8988 | 24.309 | -10.8988 | 23.9756 | -7.569 | 23.7764 | -10.5991
8490 | 24.3097 | -10.8978 | 24.3097 | -10.8978 | 23.9756 | -7.5689 | 23.7767 | -10.5988
8491 | 24.3104 | -10.8968 | 24.3104 | -10.8968 | 23.9757 | -7.5688 | 23.777 | -10.5984
8492 | 24.3111 | -10.8958 | 24.3111 | -10.8958 | 23.9758 | -7.5686 | 23.7772 | -10.5981
8493 | 24.3118 | -10.8948 | 24.3118 | -10.8948 | 23.9759 | -7.5685 | 23.7775 | -10.5978
8494 | 24.3125 | -10.8938 | 24.3125 | -10.8938 | 23.976 | -7.5684 | 23.7778 | -10.5974
8495 | 24.3131 | -10.8928 | 24.3131 | -10.8928 | 23.9761 | -7.5682 | 23.7781 | -10.5971
8496 | 24.3138 | -10.8918 | 24.3138 | -10.8918 | 23.9762 | -7.5681 | 23.7784 | -10.5967
8497 | 24.3145 | -10.8908 | 24.3145 | -10.8908 | 23.9763 | -7.568 | 23.7787 | -10.5964
8498 | 24.3152 | -10.8898 | 24.3152 | -10.8898 | 23.9764 | -7.5679 | 23.779 | -10.5961
8499 | 24.3158 | -10.8888 | 24.3158 | -10.8888 | 23.9765 | -7.5677 | 23.7792 | -10.5957
8500 | 24.3165 | -10.8878 | 24.3165 | -10.8878 | 23.9765 | -7.5676 | 23.7795 | -10.5954
8501 | 24.3172 | -10.8868 | 24.3172 | -10.8868 | 23.9766 | -7.5675 | 23.7798 | -10.5951
8502 | 24.3178 | -10.8859 | 24.3178 | -10.8859 | 23.9767 | -7.5674 | 23.7801 | -10.5947
8503 | 24.3185 | -10.8849 | 24.3185 | -10.8849 | 23.9768 | -7.5672 | 23.7804 | -10.5944
8504 | 24.3191 | -10.8839 | 24.3191 | -10.8839 | 23.9769 | -7.5671 | 23.7807 | -10.594
8505 | 24.3198 | -10.8829 | 24.3198 | -10.8829 | 23.977 | -7.567 | 23.781 | -10.5937
8506 | 24.3204 | -10.882 | 24.3204 | -10.882 | 23.9771 | -7.5668 | 23.7812 | -10.5934
8507 | 24.3211 | -10.881 | 24.3211 | -10.881 | 23.9771 | -7.5667 | 23.7815 | -10.593
8508 | 24.3217 | -10.88 | 24.3217 | -10.88 | 23.9772 | -7.5666 | 23.7818 | -10.5927
8509 | 24.3224 | -10.8791 | 24.3224 | -10.8791 | 23.9773 | -7.5665 | 23.7821 | -10.5923
8510 | 24.323 | -10.8781 | 24.323 | -10.8781 | 23.9774 | -7.5664 | 23.7824 | -10.592
8511 | 24.3236 | -10.8771 | 24.3236 | -10.8771 | 23.9774 | -7.5663 | 23.7827 | -10.5917
8512 | 24.3243 | -10.8762 | 24.3243 | -10.8762 | 23.9775 | -7.5662 | 23.7829 | -10.5913
8513 | 24.3249 | -10.8752 | 24.3249 | -10.8752 | 23.9776 | -7.5661 | 23.7832 | -10.591
8514 | 24.3255 | -10.8743 | 24.3255 | -10.8743 | 23.9776 | -7.566 | 23.7835 | -10.5906
8515 | 24.3262 | -10.8733 | 24.3262 | -10.8733 | 23.9777 | -7.5659 | 23.7838 | -10.5903
8516 | 24.3268 | -10.8724 | 24.3268 | -10.8724 | 23.9778 | -7.5658 | 23.7841 | -10.59
8517 | 24.3274 | -10.8715 | 24.3274 | -10.8715 | 23.9778 | -7.5657 | 23.7844 | -10.5896
8518 | 24.328 | -10.8705 | 24.328 | -10.8705 | 23.9779 | -7.5656 | 23.7847 | -10.5893
8519 | 24.3286 | -10.8696 | 24.3286 | -10.8696 | 23.978 | -7.5655 | 23.7849 | -10.589
8520 | 24.3293 | -10.8687 | 24.3293 | -10.8687 | 23.978 | -7.5653 | 23.7852 | -10.5886
8521 | 24.3299 | -10.8677 | 24.3299 | -10.8677 | 23.9781 | -7.5652 | 23.7855 | -10.5883
8522 | 24.3305 | -10.8668 | 24.3305 | -10.8668 | 23.9782 | -7.5651 | 23.7858 | -10.5879
8523 | 24.3311 | -10.8659 | 24.3311 | -10.8659 | 23.9783 | -7.565 | 23.7861 | -10.5876
8524 | 24.3317 | -10.865 | 24.3317 | -10.865 | 23.9783 | -7.5649 | 23.7864 | -10.5873
8525 | 24.3323 | -10.864 | 24.3323 | -10.864 | 23.9784 | -7.5648 | 23.7867 | -10.5869
8526 | 24.3329 | -10.8631 | 24.3329 | -10.8631 | 23.9785 | -7.5647 | 23.7869 | -10.5866
8527 | 24.3335 | -10.8622 | 24.3335 | -10.8622 | 23.9785 | -7.5646 | 23.7872 | -10.5863
8528 | 24.334 | -10.8613 | 24.334 | -10.8613 | 23.9786 | -7.5645 | 23.7875 | -10.5859
8529 | 24.3346 | -10.8604 | 24.3346 | -10.8604 | 23.9787 | -7.5644 | 23.7878 | -10.5856
8530 | 24.3352 | -10.8595 | 24.3352 | -10.8595 | 23.9787 | -7.5643 | 23.7881 | -10.5852
8531 | 24.3358 | -10.8586 | 24.3358 | -10.8586 | 23.9788 | -7.5642 | 23.7884 | -10.5849
8532 | 24.3364 | -10.8577 | 24.3364 | -10.8577 | 23.9789 | -7.564 | 23.7887 | -10.5846
8533 | 24.3369 | -10.8568 | 24.3369 | -10.8568 | 23.9789 | -7.564 | 23.7889 | -10.5842
8534 | 24.3375 | -10.8559 | 24.3375 | -10.8559 | 23.979 | -7.5638 | 23.7892 | -10.5839
8535 | 24.3381 | -10.855 | 24.3381 | -10.855 | 23.9791 | -7.5637 | 23.7895 | -10.5835
8536 | 24.3386 | -10.8542 | 24.3386 | -10.8542 | 23.9792 | -7.5636 | 23.7898 | -10.5832
8537 | 24.3392 | -10.8533 | 24.3392 | -10.8533 | 23.9792 | -7.5635 | 23.7901 | -10.5829
8538 | 24.3398 | -10.8524 | 24.3398 | -10.8524 | 23.9793 | -7.5634 | 23.7904 | -10.5825
8539 | 24.3403 | -10.8515 | 24.3403 | -10.8515 | 23.9794 | -7.5633 | 23.7906 | -10.5822
8540 | 24.3409 | -10.8507 | 24.3409 | -10.8507 | 23.9794 | -7.5632 | 23.7909 | -10.5819
8541 | 24.3414 | -10.8498 | 24.3414 | -10.8498 | 23.9795 | -7.5631 | 23.7912 | -10.5815
8542 | 24.342 | -10.8489 | 24.342 | -10.8489 | 23.9796 | -7.563 | 23.7915 | -10.5812
8543 | 24.3425 | -10.8481 | 24.3425 | -10.8481 | 23.9796 | -7.5629 | 23.7918 | -10.5808
8544 | 24.343 | -10.8472 | 24.343 | -10.8472 | 23.9797 | -7.5628 | 23.7921 | -10.5805
8545 | 24.3436 | -10.8463 | 24.3436 | -10.8463 | 23.9798 | -7.5626 | 23.7924 | -10.5802
8546 | 24.3441 | -10.8455 | 24.3441 | -10.8455 | 23.9799 | -7.5625 | 23.7926 | -10.5798
8547 | 24.3446 | -10.8446 | 24.3446 | -10.8446 | 23.9799 | -7.5624 | 23.7929 | -10.5795
8548 | 24.3452 | -10.8438 | 24.3452 | -10.8438 | 23.98 | -7.5623 | 23.7932 | -10.5791
8549 | 24.3457 | -10.843 | 24.3457 | -10.843 | 23.9801 | -7.5622 | 23.7935 | -10.5788
8550 | 24.3462 | -10.8421 | 24.3462 | -10.8421 | 23.9801 | -7.5621 | 23.7938 | -10.5785
8551 | 24.3467 | -10.8413 | 24.3467 | -10.8413 | 23.9802 | -7.562 | 23.7941 | -10.5781
8552 | 24.3472 | -10.8404 | 24.3472 | -10.8404 | 23.9803 | -7.5619 | 23.7944 | -10.5778
8553 | 24.3478 | -10.8396 | 24.3478 | -10.8396 | 23.9803 | -7.5618 | 23.7946 | -10.5775
8554 | 24.3483 | -10.8388 | 24.3483 | -10.8388 | 23.9804 | -7.5617 | 23.7949 | -10.5771
8555 | 24.3488 | -10.8379 | 24.3488 | -10.8379 | 23.9805 | -7.5616 | 23.7952 | -10.5768
8556 | 24.3493 | -10.8371 | 24.3493 | -10.8371 | 23.9805 | -7.5615 | 23.7955 | -10.5764
8557 | 24.3498 | -10.8363 | 24.3498 | -10.8363 | 23.9803 | -7.5616 | 23.796 | -10.5759
8558 | 24.3503 | -10.8355 | 24.3503 | -10.8355 | 23.9802 | -7.5617 | 23.7965 | -10.5754
8559 | 24.3508 | -10.8347 | 24.3508 | -10.8347 | 23.9801 | -7.5618 | 23.797 | -10.5748
8560 | 24.3513 | -10.8339 | 24.3513 | -10.8339 | 23.9799 | -7.562 | 23.7974 | -10.5743
8561 | 24.3518 | -10.8331 | 24.3518 | -10.8331 | 23.9798 | -7.5621 | 23.7979 | -10.5738
8562 | 24.3522 | -10.8322 | 24.3522 | -10.8322 | 23.9796 | -7.5622 | 23.7984 | -10.5732
8563 | 24.3527 | -10.8314 | 24.3527 | -10.8314 | 23.9795 | -7.5623 | 23.7989 | -10.5727
8564 | 24.3532 | -10.8306 | 24.3532 | -10.8306 | 23.9793 | -7.5624 | 23.7994 | -10.5721
8565 | 24.3537 | -10.8298 | 24.3537 | -10.8298 | 23.9792 | -7.5625 | 23.7999 | -10.5716
8566 | 24.3542 | -10.829 | 24.3542 | -10.829 | 23.9791 | -7.5626 | 23.8003 | -10.5711
8567 | 24.3546 | -10.8283 | 24.3546 | -10.8283 | 23.9789 | -7.5627 | 23.8008 | -10.5705
8568 | 24.3551 | -10.8275 | 24.3551 | -10.8275 | 23.9788 | -7.5628 | 23.8013 | -10.57
8569 | 24.3556 | -10.8267 | 24.3556 | -10.8267 | 23.9786 | -7.5629 | 23.8018 | -10.5695
8570 | 24.356 | -10.8259 | 24.356 | -10.8259 | 23.9785 | -7.563 | 23.8023 | -10.5689
8571 | 24.3565 | -10.8251 | 24.3565 | -10.8251 | 23.9783 | -7.5631 | 23.8028 | -10.5684
8572 | 24.3569 | -10.8243 | 24.3569 | -10.8243 | 23.9782 | -7.5632 | 23.8033 | -10.5678
8573 | 24.3574 | -10.8236 | 24.3574 | -10.8236 | 23.9781 | -7.5633 | 23.8037 | -10.5673
8574 | 24.3579 | -10.8228 | 24.3579 | -10.8228 | 23.9779 | -7.5634 | 23.8042 | -10.5668
8575 | 24.3583 | -10.822 | 24.3583 | -10.822 | 23.9778 | -7.5635 | 23.8047 | -10.5662
8576 | 24.3588 | -10.8212 | 24.3588 | -10.8212 | 23.9776 | -7.5636 | 23.8052 | -10.5657
8577 | 24.3592 | -10.8205 | 24.3592 | -10.8205 | 23.9775 | -7.5637 | 23.8057 | -10.5651
8578 | 24.3596 | -10.8197 | 24.3596 | -10.8197 | 23.9773 | -7.5639 | 23.8062 | -10.5646
8579 | 24.3601 | -10.819 | 24.3601 | -10.819 | 23.9772 | -7.564 | 23.8067 | -10.5641
8580 | 24.3605 | -10.8182 | 24.3605 | -10.8182 | 23.9771 | -7.5641 | 23.8071 | -10.5635
8581 | 24.361 | -10.8174 | 24.361 | -10.8174 | 23.9769 | -7.5642 | 23.8076 | -10.563
8582 | 24.3614 | -10.8167 | 24.3614 | -10.8167 | 23.9768 | -7.5643 | 23.8081 | -10.5625
8583 | 24.3618 | -10.8159 | 24.3618 | -10.8159 | 23.9766 | -7.5644 | 23.8086 | -10.5619
8584 | 24.3622 | -10.8152 | 24.3622 | -10.8152 | 23.9765 | -7.5645 | 23.8091 | -10.5614
8585 | 24.3627 | -10.8144 | 24.3627 | -10.8144 | 23.9763 | -7.5646 | 23.8096 | -10.5608
8586 | 24.3631 | -10.8137 | 24.3631 | -10.8137 | 23.9762 | -7.5647 | 23.81 | -10.5603
8587 | 24.3635 | -10.813 | 24.3635 | -10.813 | 23.9761 | -7.5648 | 23.8105 | -10.5598
8588 | 24.3639 | -10.8122 | 24.3639 | -10.8122 | 23.9759 | -7.5649 | 23.811 | -10.5592
8589 | 24.3644 | -10.8115 | 24.3644 | -10.8115 | 23.9758 | -7.565 | 23.8115 | -10.5587
8590 | 24.3648 | -10.8108 | 24.3648 | -10.8108 | 23.9756 | -7.5651 | 23.812 | -10.5582
8591 | 24.3652 | -10.81 | 24.3652 | -10.81 | 23.9755 | -7.5652 | 23.8125 | -10.5576
8592 | 24.3656 | -10.8093 | 24.3656 | -10.8093 | 23.9753 | -7.5653 | 23.813 | -10.5571
8593 | 24.366 | -10.8086 | 24.366 | -10.8086 | 23.9752 | -7.5654 | 23.8134 | -10.5565
8594 | 24.3664 | -10.8078 | 24.3664 | -10.8078 | 23.9751 | -7.5655 | 23.8139 | -10.556
8595 | 24.3668 | -10.8071 | 24.3668 | -10.8071 | 23.9749 | -7.5656 | 23.8144 | -10.5555
8596 | 24.3672 | -10.8064 | 24.3672 | -10.8064 | 23.9748 | -7.5657 | 23.8149 | -10.5549
8597 | 24.3676 | -10.8057 | 24.3676 | -10.8057 | 23.9746 | -7.5658 | 23.8154 | -10.5544
8598 | 24.368 | -10.805 | 24.368 | -10.805 | 23.9745 | -7.5659 | 23.8159 | -10.5539
8599 | 24.3684 | -10.8042 | 24.3684 | -10.8042 | 23.9743 | -7.566 | 23.8163 | -10.5533
8600 | 24.3688 | -10.8035 | 24.3688 | -10.8035 | 23.9742 | -7.5662 | 23.8168 | -10.5528
8601 | 24.3692 | -10.8028 | 24.3692 | -10.8028 | 23.9741 | -7.5663 | 23.8173 | -10.5522
8602 | 24.3696 | -10.8021 | 24.3696 | -10.8021 | 23.9739 | -7.5664 | 23.8178 | -10.5517
8603 | 24.37 | -10.8014 | 24.37 | -10.8014 | 23.9738 | -7.5665 | 23.8183 | -10.5512
8604 | 24.3703 | -10.8007 | 24.3703 | -10.8007 | 23.9736 | -7.5666 | 23.8188 | -10.5506
8605 | 24.3707 | -10.8 | 24.3707 | -10.8 | 23.9735 | -7.5667 | 23.8193 | -10.5501
8606 | 24.3711 | -10.7993 | 24.3711 | -10.7993 | 23.9734 | -7.5668 | 23.8197 | -10.5496
8607 | 24.3715 | -10.7986 | 24.3715 | -10.7986 | 23.9733 | -7.5668 | 23.82 | -10.5492
8608 | 24.3719 | -10.7979 | 24.3719 | -10.7979 | 23.9732 | -7.5669 | 23.8203 | -10.5489
8609 | 24.3722 | -10.7972 | 24.3722 | -10.7972 | 23.9731 | -7.567 | 23.8206 | -10.5485
8610 | 24.3726 | -10.7965 | 24.3726 | -10.7965 | 23.973 | -7.567 | 23.8209 | -10.5482
8611 | 24.373 | -10.7958 | 24.373 | -10.7958 | 23.9729 | -7.5671 | 23.8212 | -10.5479
8612 | 24.3734 | -10.7951 | 24.3734 | -10.7951 | 23.9728 | -7.5671 | 23.8214 | -10.5475
8613 | 24.3737 | -10.7944 | 24.3737 | -10.7944 | 23.9727 | -7.5672 | 23.8217 | -10.5472
8614 | 24.3741 | -10.7937 | 24.3741 | -10.7937 | 23.9726 | -7.5672 | 23.822 | -10.5469
8615 | 24.3745 | -10.7931 | 24.3745 | -10.7931 | 23.9725 | -7.5673 | 23.8223 | -10.5465
8616 | 24.3748 | -10.7924 | 24.3748 | -10.7924 | 23.9724 | -7.5674 | 23.8226 | -10.5462
8617 | 24.3752 | -10.7917 | 24.3752 | -10.7917 | 23.9723 | -7.5674 | 23.8229 | -10.5459
8618 | 24.3756 | -10.791 | 24.3756 | -10.791 | 23.9722 | -7.5675 | 23.8232 | -10.5455
8619 | 24.3759 | -10.7903 | 24.3759 | -10.7903 | 23.9721 | -7.5675 | 23.8234 | -10.5452
8620 | 24.3763 | -10.7896 | 24.3763 | -10.7896 | 23.972 | -7.5676 | 23.8237 | -10.5448
8621 | 24.3766 | -10.789 | 24.3766 | -10.789 | 23.9719 | -7.5676 | 23.824 | -10.5445
8622 | 24.377 | -10.7883 | 24.377 | -10.7883 | 23.9718 | -7.5677 | 23.8243 | -10.5442
8623 | 24.3773 | -10.7876 | 24.3773 | -10.7876 | 23.9717 | -7.5678 | 23.8246 | -10.5438
8624 | 24.3777 | -10.7869 | 24.3777 | -10.7869 | 23.9716 | -7.5678 | 23.8249 | -10.5435
8625 | 24.3781 | -10.7863 | 24.3781 | -10.7863 | 23.9715 | -7.5679 | 23.8251 | -10.5432
8626 | 24.3784 | -10.7856 | 24.3784 | -10.7856 | 23.9714 | -7.5679 | 23.8254 | -10.5428
8627 | 24.3788 | -10.7849 | 24.3788 | -10.7849 | 23.9714 | -7.568 | 23.8257 | -10.5425
8628 | 24.3791 | -10.7842 | 24.3791 | -10.7842 | 23.9713 | -7.568 | 23.826 | -10.5421
8629 | 24.3795 | -10.7836 | 24.3795 | -10.7836 | 23.9712 | -7.5681 | 23.8263 | -10.5418
8630 | 24.3798 | -10.7829 | 24.3798 | -10.7829 | 23.9711 | -7.5682 | 23.8266 | -10.5415
8631 | 24.3802 | -10.7822 | 24.3802 | -10.7822 | 23.971 | -7.5682 | 23.8269 | -10.5411
8632 | 24.3805 | -10.7816 | 24.3805 | -10.7816 | 23.9709 | -7.5683 | 23.8271 | -10.5408
8633 | 24.3808 | -10.7809 | 24.3808 | -10.7809 | 23.9708 | -7.5683 | 23.8274 | -10.5405
8634 | 24.3812 | -10.7802 | 24.3812 | -10.7802 | 23.9707 | -7.5684 | 23.8277 | -10.5401
8635 | 24.3815 | -10.7796 | 24.3815 | -10.7796 | 23.9706 | -7.5685 | 23.828 | -10.5398
8636 | 24.3819 | -10.7789 | 24.3819 | -10.7789 | 23.9705 | -7.5685 | 23.8283 | -10.5395
8637 | 24.3822 | -10.7783 | 24.3822 | -10.7783 | 23.9704 | -7.5686 | 23.8286 | -10.5391
8638 | 24.3826 | -10.7776 | 24.3826 | -10.7776 | 23.9703 | -7.5686 | 23.8288 | -10.5388
8639 | 24.3829 | -10.7769 | 24.3829 | -10.7769 | 23.9702 | -7.5687 | 23.8291 | -10.5384
8640 | 24.3832 | -10.7763 | 24.3832 | -10.7763 | 23.9701 | -7.5687 | 23.8294 | -10.5381
8641 | 24.3836 | -10.7756 | 24.3836 | -10.7756 | 23.97 | -7.5688 | 23.8297 | -10.5378
8642 | 24.3839 | -10.775 | 24.3839 | -10.775 | 23.9699 | -7.5689 | 23.83 | -10.5374
8643 | 24.3843 | -10.7743 | 24.3843 | -10.7743 | 23.9698 | -7.5689 | 23.8303 | -10.5371
8644 | 24.3846 | -10.7736 | 24.3846 | -10.7736 | 23.9697 | -7.569 | 23.8306 | -10.5368
8645 | 24.3849 | -10.773 | 24.3849 | -10.773 | 23.9696 | -7.569 | 23.8308 | -10.5364
8646 | 24.3853 | -10.7723 | 24.3853 | -10.7723 | 23.9695 | -7.5691 | 23.8311 | -10.5361
8647 | 24.3856 | -10.7717 | 24.3856 | -10.7717 | 23.9695 | -7.5691 | 23.8314 | -10.5357
8648 | 24.3859 | -10.771 | 24.3859 | -10.771 | 23.9694 | -7.5692 | 23.8317 | -10.5354
8649 | 24.3863 | -10.7703 | 24.3863 | -10.7703 | 23.9693 | -7.5693 | 23.832 | -10.5351
8650 | 24.3866 | -10.7697 | 24.3866 | -10.7697 | 23.9692 | -7.5693 | 23.8323 | -10.5347
8651 | 24.387 | -10.769 | 24.387 | -10.769 | 23.9691 | -7.5694 | 23.8325 | -10.5344
8652 | 24.3873 | -10.7684 | 24.3873 | -10.7684 | 23.969 | -7.5694 | 23.8328 | -10.5341
8653 | 24.3876 | -10.7677 | 24.3876 | -10.7677 | 23.9689 | -7.5695 | 23.8331 | -10.5337
8654 | 24.388 | -10.7671 | 24.388 | -10.7671 | 23.9688 | -7.5695 | 23.8334 | -10.5334
8655 | 24.3883 | -10.7664 | 24.3883 | -10.7664 | 23.9687 | -7.5696 | 23.8337 | -10.533
8656 | 24.3886 | -10.7658 | 24.3886 | -10.7658 | 23.9686 | -7.5697 | 23.834 | -10.5327
8657 | 24.389 | -10.7651 | 24.389 | -10.7651 | 23.9685 | -7.5697 | 23.8343 | -10.5324
8658 | 24.3893 | -10.7644 | 24.3893 | -10.7644 | 23.9683 | -7.5698 | 23.8345 | -10.532
8659 | 24.3896 | -10.7638 | 24.3896 | -10.7638 | 23.9682 | -7.5699 | 23.8348 | -10.5317
8660 | 24.39 | -10.7631 | 24.39 | -10.7631 | 23.9681 | -7.57 | 23.8351 | -10.5314
8661 | 24.3903 | -10.7625 | 24.3903 | -10.7625 | 23.968 | -7.5701 | 23.8354 | -10.531
8662 | 24.3907 | -10.7618 | 24.3907 | -10.7618 | 23.9678 | -7.5702 | 23.8357 | -10.5307
8663 | 24.391 | -10.7612 | 24.391 | -10.7612 | 23.9677 | -7.5703 | 23.836 | -10.5304
8664 | 24.3913 | -10.7605 | 24.3913 | -10.7605 | 23.9676 | -7.5704 | 23.8362 | -10.53
8665 | 24.3917 | -10.7598 | 24.3917 | -10.7598 | 23.9674 | -7.5705 | 23.8365 | -10.5297
8666 | 24.392 | -10.7592 | 24.392 | -10.7592 | 23.9673 | -7.5706 | 23.8368 | -10.5293
8667 | 24.3923 | -10.7585 | 24.3923 | -10.7585 | 23.9672 | -7.5706 | 23.8371 | -10.529
8668 | 24.3927 | -10.7579 | 24.3927 | -10.7579 | 23.9671 | -7.5707 | 23.8374 | -10.5287
8669 | 24.393 | -10.7572 | 24.393 | -10.7572 | 23.9669 | -7.5708 | 23.8377 | -10.5283
8670 | 24.3934 | -10.7565 | 24.3934 | -10.7565 | 23.9668 | -7.5709 | 23.8379 | -10.528
8671 | 24.3937 | -10.7559 | 24.3937 | -10.7559 | 23.9667 | -7.571 | 23.8382 | -10.5277
8672 | 24.394 | -10.7552 | 24.394 | -10.7552 | 23.9666 | -7.5711 | 23.8385 | -10.5273
8673 | 24.3944 | -10.7546 | 24.3944 | -10.7546 | 23.9664 | -7.5712 | 23.8388 | -10.527
8674 | 24.3947 | -10.7539 | 24.3947 | -10.7539 | 23.9663 | -7.5713 | 23.8391 | -10.5267
8675 | 24.3951 | -10.7532 | 24.3951 | -10.7532 | 23.9662 | -7.5714 | 23.8394 | -10.5263
8676 | 24.3954 | -10.7526 | 24.3954 | -10.7526 | 23.9661 | -7.5714 | 23.8397 | -10.526
8677 | 24.3958 | -10.7519 | 24.3958 | -10.7519 | 23.9659 | -7.5715 | 23.8399 | -10.5257
8678 | 24.3961 | -10.7512 | 24.3961 | -10.7512 | 23.9658 | -7.5716 | 23.8402 | -10.5253
8679 | 24.3965 | -10.7506 | 24.3965 | -10.7506 | 23.9657 | -7.5717 | 23.8405 | -10.525
8680 | 24.3968 | -10.7499 | 24.3968 | -10.7499 | 23.9656 | -7.5718 | 23.8408 | -10.5246
8681 | 24.3972 | -10.7492 | 24.3972 | -10.7492 | 23.9654 | -7.5719 | 23.8411 | -10.5243
8682 | 24.3975 | -10.7486 | 24.3975 | -10.7486 | 23.9653 | -7.572 | 23.8414 | -10.524
8683 | 24.3979 | -10.7479 | 24.3979 | -10.7479 | 23.9652 | -7.5721 | 23.8416 | -10.5236
8684 | 24.3982 | -10.7472 | 24.3982 | -10.7472 | 23.965 | -7.5722 | 23.8419 | -10.5233
8685 | 24.3986 | -10.7465 | 24.3986 | -10.7465 | 23.9649 | -7.5723 | 23.8422 | -10.523
8686 | 24.3989 | -10.7459 | 24.3989 | -10.7459 | 23.9648 | -7.5723 | 23.8425 | -10.5226
8687 | 24.3993 | -10.7452 | 24.3993 | -10.7452 | 23.9647 | -7.5724 | 23.8428 | -10.5223
8688 | 24.3996 | -10.7445 | 24.3996 | -10.7445 | 23.9645 | -7.5725 | 23.8431 | -10.522
8689 | 24.4 | -10.7438 | 24.4 | -10.7438 | 23.9644 | -7.5726 | 23.8433 | -10.5216
8690 | 24.4004 | -10.7431 | 24.4004 | -10.7431 | 23.9643 | -7.5727 | 23.8436 | -10.5213
8691 | 24.4007 | -10.7424 | 24.4007 | -10.7424 | 23.9642 | -7.5728 | 23.8439 | -10.5209
8692 | 24.4011 | -10.7418 | 24.4011 | -10.7418 | 23.964 | -7.5729 | 23.8442 | -10.5206
8693 | 24.4015 | -10.7411 | 24.4015 | -10.7411 | 23.9639 | -7.573 | 23.8445 | -10.5203
8694 | 24.4018 | -10.7404 | 24.4018 | -10.7404 | 23.9638 | -7.5731 | 23.8448 | -10.5199
8695 | 24.4022 | -10.7397 | 24.4022 | -10.7397 | 23.9637 | -7.5731 | 23.8451 | -10.5196
8696 | 24.4026 | -10.739 | 24.4026 | -10.739 | 23.9635 | -7.5732 | 23.8453 | -10.5193
8697 | 24.4029 | -10.7383 | 24.4029 | -10.7383 | 23.9634 | -7.5733 | 23.8456 | -10.5189
8698 | 24.4033 | -10.7376 | 24.4033 | -10.7376 | 23.9633 | -7.5734 | 23.8459 | -10.5186
8699 | 24.4037 | -10.7369 | 24.4037 | -10.7369 | 23.9632 | -7.5735 | 23.8462 | -10.5183
8700 | 24.4041 | -10.7362 | 24.4041 | -10.7362 | 23.963 | -7.5736 | 23.8465 | -10.5179
8701 | 24.4045 | -10.7355 | 24.4045 | -10.7355 | 23.9629 | -7.5737 | 23.8468 | -10.5176
8702 | 24.4048 | -10.7348 | 24.4048 | -10.7348 | 23.9628 | -7.5738 | 23.847 | -10.5172
8703 | 24.4052 | -10.7341 | 24.4052 | -10.7341 | 23.9626 | -7.5739 | 23.8473 | -10.5169
8704 | 24.4056 | -10.7334 | 24.4056 | -10.7334 | 23.9625 | -7.5739 | 23.8476 | -10.5166
8705 | 24.406 | -10.7327 | 24.406 | -10.7327 | 23.9624 | -7.574 | 23.8479 | -10.5162
8706 | 24.4064 | -10.7319 | 24.4064 | -10.7319 | 23.9622 | -7.5742 | 23.8482 | -10.5159
8707 | 24.4068 | -10.7312 | 24.4068 | -10.7312 | 23.9619 | -7.5744 | 23.8485 | -10.5156
8708 | 24.4072 | -10.7305 | 24.4072 | -10.7305 | 23.9616 | -7.5747 | 23.8487 | -10.5152
8709 | 24.4076 | -10.7298 | 24.4076 | -10.7298 | 23.9613 | -7.5749 | 23.849 | -10.5149
8710 | 24.408 | -10.7291 | 24.408 | -10.7291 | 23.9611 | -7.5752 | 23.8493 | -10.5146
8711 | 24.4084 | -10.7283 | 24.4084 | -10.7283 | 23.9608 | -7.5754 | 23.8496 | -10.5142
8712 | 24.4088 | -10.7276 | 24.4088 | -10.7276 | 23.9605 | -7.5757 | 23.8499 | -10.5139
8713 | 24.4093 | -10.7269 | 24.4093 | -10.7269 | 23.9602 | -7.5759 | 23.8502 | -10.5136
8714 | 24.4097 | -10.7261 | 24.4097 | -10.7261 | 23.9599 | -7.5762 | 23.8504 | -10.5132
8715 | 24.4101 | -10.7254 | 24.4101 | -10.7254 | 23.9596 | -7.5764 | 23.8507 | -10.5129
8716 | 24.4105 | -10.7246 | 24.4105 | -10.7246 | 23.9593 | -7.5767 | 23.851 | -10.5125
8717 | 24.4109 | -10.7239 | 24.4109 | -10.7239 | 23.959 | -7.5769 | 23.8513 | -10.5122
8718 | 24.4114 | -10.7231 | 24.4114 | -10.7231 | 23.9587 | -7.5772 | 23.8516 | -10.5119
8719 | 24.4118 | -10.7224 | 24.4118 | -10.7224 | 23.9585 | -7.5774 | 23.8519 | -10.5115
8720 | 24.4122 | -10.7216 | 24.4122 | -10.7216 | 23.9582 | -7.5777 | 23.8522 | -10.5112
8721 | 24.4127 | -10.7209 | 24.4127 | -10.7209 | 23.9579 | -7.578 | 23.8524 | -10.5109
8722 | 24.4131 | -10.7201 | 24.4131 | -10.7201 | 23.9576 | -7.5782 | 23.8527 | -10.5105
8723 | 24.4136 | -10.7193 | 24.4136 | -10.7193 | 23.9573 | -7.5785 | 23.853 | -10.5102
8724 | 24.414 | -10.7186 | 24.414 | -10.7186 | 23.957 | -7.5787 | 23.8533 | -10.5099
8725 | 24.4145 | -10.7178 | 24.4145 | -10.7178 | 23.9567 | -7.579 | 23.8536 | -10.5095
8726 | 24.4149 | -10.717 | 24.4149 | -10.717 | 23.9564 | -7.5792 | 23.8539 | -10.5092
8727 | 24.4154 | -10.7162 | 24.4154 | -10.7162 | 23.9561 | -7.5795 | 23.8541 | -10.5089
8728 | 24.4159 | -10.7154 | 24.4159 | -10.7154 | 23.9559 | -7.5797 | 23.8544 | -10.5085
8729 | 24.4163 | -10.7147 | 24.4163 | -10.7147 | 23.9556 | -7.58 | 23.8547 | -10.5082
8730 | 24.4168 | -10.7139 | 24.4168 | -10.7139 | 23.9553 | -7.5802 | 23.855 | -10.5078
8731 | 24.4173 | -10.7131 | 24.4173 | -10.7131 | 23.955 | -7.5805 | 23.8553 | -10.5075
8732 | 24.4178 | -10.7123 | 24.4178 | -10.7123 | 23.9547 | -7.5807 | 23.8556 | -10.5072
8733 | 24.4182 | -10.7115 | 24.4182 | -10.7115 | 23.9544 | -7.581 | 23.8558 | -10.5068
8734 | 24.4187 | -10.7106 | 24.4187 | -10.7106 | 23.9541 | -7.5812 | 23.8561 | -10.5065
8735 | 24.4192 | -10.7098 | 24.4192 | -10.7098 | 23.9538 | -7.5815 | 23.8564 | -10.5062
8736 | 24.4197 | -10.709 | 24.4197 | -10.709 | 23.9535 | -7.5817 | 23.8567 | -10.5058
8737 | 24.4202 | -10.7082 | 24.4202 | -10.7082 | 23.9533 | -7.582 | 23.857 | -10.5055
8738 | 24.4207 | -10.7074 | 24.4207 | -10.7074 | 23.953 | -7.5822 | 23.8573 | -10.5052
8739 | 24.4212 | -10.7065 | 24.4212 | -10.7065 | 23.9527 | -7.5825 | 23.8575 | -10.5048
8740 | 24.4218 | -10.7057 | 24.4218 | -10.7057 | 23.9524 | -7.5827 | 23.8578 | -10.5045
8741 | 24.4223 | -10.7049 | 24.4223 | -10.7049 | 23.9521 | -7.583 | 23.8581 | -10.5042
8742 | 24.4228 | -10.704 | 24.4228 | -10.704 | 23.9518 | -7.5832 | 23.8584 | -10.5038
8743 | 24.4233 | -10.7032 | 24.4233 | -10.7032 | 23.9515 | -7.5835 | 23.8587 | -10.5035
8744 | 24.4239 | -10.7023 | 24.4239 | -10.7023 | 23.9512 | -7.5837 | 23.859 | -10.5031
8745 | 24.4244 | -10.7014 | 24.4244 | -10.7014 | 23.9509 | -7.584 | 23.8592 | -10.5028
8746 | 24.4249 | -10.7006 | 24.4249 | -10.7006 | 23.9507 | -7.5842 | 23.8595 | -10.5025
8747 | 24.4255 | -10.6997 | 24.4255 | -10.6997 | 23.9504 | -7.5845 | 23.8598 | -10.5021
8748 | 24.426 | -10.6988 | 24.426 | -10.6988 | 23.9501 | -7.5847 | 23.8601 | -10.5018
8749 | 24.4266 | -10.698 | 24.4266 | -10.698 | 23.9498 | -7.585 | 23.8604 | -10.5015
8750 | 24.4272 | -10.6971 | 24.4272 | -10.6971 | 23.9495 | -7.5853 | 23.8607 | -10.5011
8751 | 24.4277 | -10.6962 | 24.4277 | -10.6962 | 23.9492 | -7.5855 | 23.861 | -10.5008
8752 | 24.4283 | -10.6953 | 24.4283 | -10.6953 | 23.9489 | -7.5857 | 23.8612 | -10.5005
8753 | 24.4289 | -10.6944 | 24.4289 | -10.6944 | 23.9486 | -7.586 | 23.8615 | -10.5001
8754 | 24.4295 | -10.6935 | 24.4295 | -10.6935 | 23.9483 | -7.5863 | 23.8618 | -10.4998
8755 | 24.4301 | -10.6926 | 24.4301 | -10.6926 | 23.9481 | -7.5865 | 23.8621 | -10.4995
8756 | 24.4307 | -10.6917 | 24.4307 | -10.6917 | 23.9477 | -7.5868 | 23.8624 | -10.4991
8757 | 24.4313 | -10.6907 | 24.4313 | -10.6907 | 23.9474 | -7.5871 | 23.8627 | -10.4988
8758 | 24.4319 | -10.6898 | 24.4319 | -10.6898 | 23.947 | -7.5874 | 23.8629 | -10.4985
8759 | 24.4325 | -10.6889 | 24.4325 | -10.6889 | 23.9466 | -7.5878 | 23.8632 | -10.4981
8760 | 24.4331 | -10.6879 | 24.4331 | -10.6879 | 23.9463 | -7.5881 | 23.8635 | -10.4978
8761 | 24.4337 | -10.687 | 24.4337 | -10.687 | 23.9459 | -7.5884 | 23.8638 | -10.4974
8762 | 24.4344 | -10.686 | 24.4344 | -10.686 | 23.9455 | -7.5888 | 23.8641 | -10.4971
8763 | 24.435 | -10.6851 | 24.435 | -10.6851 | 23.9452 | -7.5891 | 23.8644 | -10.4968
8764 | 24.4356 | -10.6841 | 24.4356 | -10.6841 | 23.9448 | -7.5894 | 23.8646 | -10.4964
8765 | 24.4363 | -10.6832 | 24.4363 | -10.6832 | 23.9444 | -7.5898 | 23.8649 | -10.4961
8766 | 24.4369 | -10.6822 | 24.4369 | -10.6822 | 23.9441 | -7.5901 | 23.8652 | -10.4958
8767 | 24.4376 | -10.6812 | 24.4376 | -10.6812 | 23.9437 | -7.5904 | 23.8655 | -10.4954
8768 | 24.4382 | -10.6802 | 24.4382 | -10.6802 | 23.9434 | -7.5907 | 23.8658 | -10.4951
8769 | 24.4389 | -10.6792 | 24.4389 | -10.6792 | 23.943 | -7.5911 | 23.8661 | -10.4948
8770 | 24.4396 | -10.6782 | 24.4396 | -10.6782 | 23.9426 | -7.5914 | 23.8663 | -10.4944
8771 | 24.4403 | -10.6772 | 24.4403 | -10.6772 | 23.9423 | -7.5917 | 23.8666 | -10.4941
8772 | 24.441 | -10.6762 | 24.441 | -10.6762 | 23.9419 | -7.5921 | 23.8669 | -10.4938
8773 | 24.4417 | -10.6752 | 24.4417 | -10.6752 | 23.9415 | -7.5924 | 23.8672 | -10.4934
8774 | 24.4424 | -10.6742 | 24.4424 | -10.6742 | 23.9412 | -7.5927 | 23.8675 | -10.4931
8775 | 24.4431 | -10.6731 | 24.4431 | -10.6731 | 23.9408 | -7.593 | 23.8678 | -10.4928
8776 | 24.4438 | -10.6721 | 24.4438 | -10.6721 | 23.9404 | -7.5934 | 23.868 | -10.4924
8777 | 24.4445 | -10.6711 | 24.4445 | -10.6711 | 23.9401 | -7.5937 | 23.8683 | -10.4921
8778 | 24.4452 | -10.67 | 24.4452 | -10.67 | 23.9397 | -7.594 | 23.8686 | -10.4918
8779 | 24.446 | -10.669 | 24.446 | -10.669 | 23.9393 | -7.5944 | 23.8689 | -10.4914
8780 | 24.4467 | -10.6679 | 24.4467 | -10.6679 | 23.939 | -7.5947 | 23.8692 | -10.4911
8781 | 24.4475 | -10.6668 | 24.4475 | -10.6668 | 23.9386 | -7.595 | 23.8695 | -10.4907
8782 | 24.4482 | -10.6658 | 24.4482 | -10.6658 | 23.9382 | -7.5953 | 23.8697 | -10.4904
8783 | 24.449 | -10.6647 | 24.449 | -10.6647 | 23.9379 | -7.5957 | 23.87 | -10.4901
8784 | 24.4498 | -10.6636 | 24.4498 | -10.6636 | 23.9375 | -7.596 | 23.8703 | -10.4897
8785 | 24.4505 | -10.6625 | 24.4505 | -10.6625 | 23.9371 | -7.5963 | 23.8706 | -10.4894
8786 | 24.4513 | -10.6614 | 24.4513 | -10.6614 | 23.9368 | -7.5967 | 23.8709 | -10.4891
8787 | 24.4521 | -10.6603 | 24.4521 | -10.6603 | 23.9364 | -7.597 | 23.8712 | -10.4887
8788 | 24.4529 | -10.6592 | 24.4529 | -10.6592 | 23.936 | -7.5973 | 23.8714 | -10.4884
8789 | 24.4537 | -10.658 | 24.4537 | -10.658 | 23.9357 | -7.5976 | 23.8717 | -10.4881
8790 | 24.4545 | -10.6569 | 24.4545 | -10.6569 | 23.9353 | -7.598 | 23.872 | -10.4877
8791 | 24.4553 | -10.6558 | 24.4553 | -10.6558 | 23.9349 | -7.5983 | 23.8723 | -10.4874
8792 | 24.4562 | -10.6546 | 24.4562 | -10.6546 | 23.9346 | -7.5986 | 23.8726 | -10.4871
8793 | 24.457 | -10.6535 | 24.457 | -10.6535 | 23.9342 | -7.599 | 23.8729 | -10.4867
8794 | 24.4578 | -10.6523 | 24.4578 | -10.6523 | 23.9338 | -7.5993 | 23.8731 | -10.4864
8795 | 24.4587 | -10.6511 | 24.4587 | -10.6511 | 23.9335 | -7.5996 | 23.8734 | -10.4861
8796 | 24.4595 | -10.65 | 24.4595 | -10.65 | 23.9331 | -7.5999 | 23.8737 | -10.4857
8797 | 24.4604 | -10.6488 | 24.4604 | -10.6488 | 23.9327 | -7.6003 | 23.874 | -10.4854
8798 | 24.4613 | -10.6476 | 24.4613 | -10.6476 | 23.9324 | -7.6006 | 23.8743 | -10.4851
8799 | 24.4621 | -10.6464 | 24.4621 | -10.6464 | 23.932 | -7.6009 | 23.8746 | -10.4847
8800 | 24.463 | -10.6452 | 24.463 | -10.6452 | 23.9316 | -7.6013 | 23.8748 | -10.4844
8801 | 24.4639 | -10.644 | 24.4639 | -10.644 | 23.9313 | -7.6016 | 23.8751 | -10.4841
8802 | 24.4648 | -10.6427 | 24.4648 | -10.6427 | 23.9309 | -7.6019 | 23.8754 | -10.4837
8803 | 24.4657 | -10.6415 | 24.4657 | -10.6415 | 23.9306 | -7.6022 | 23.8757 | -10.4834
8804 | 24.4666 | -10.6403 | 24.4666 | -10.6403 | 23.9302 | -7.6026 | 23.876 | -10.483
8805 | 24.4676 | -10.639 | 24.4676 | -10.639 | 23.9298 | -7.6029 | 23.8763 | -10.4827
8806 | 24.4685 | -10.6378 | 24.4685 | -10.6378 | 23.9294 | -7.6033 | 23.8765 | -10.4824
8807 | 24.4694 | -10.6365 | 24.4694 | -10.6365 | 23.9288 | -7.6039 | 23.8766 | -10.4822
8808 | 24.4704 | -10.6353 | 24.4704 | -10.6353 | 23.9282 | -7.6044 | 23.8767 | -10.4821
8809 | 24.4713 | -10.634 | 24.4713 | -10.634 | 23.9277 | -7.6049 | 23.8768 | -10.482
8810 | 24.4723 | -10.6327 | 24.4723 | -10.6327 | 23.9271 | -7.6054 | 23.8769 | -10.4818
8811 | 24.4733 | -10.6314 | 24.4733 | -10.6314 | 23.9265 | -7.606 | 23.877 | -10.4817
8812 | 24.4742 | -10.6301 | 24.4742 | -10.6301 | 23.926 | -7.6065 | 23.877 | -10.4816
8813 | 24.4752 | -10.6288 | 24.4752 | -10.6288 | 23.9254 | -7.607 | 23.8771 | -10.4814
8814 | 24.4762 | -10.6275 | 24.4762 | -10.6275 | 23.9249 | -7.6075 | 23.8772 | -10.4813
8815 | 24.4772 | -10.6262 | 24.4772 | -10.6262 | 23.9243 | -7.6081 | 23.8773 | -10.4812
8816 | 24.4782 | -10.6248 | 24.4782 | -10.6248 | 23.9237 | -7.6086 | 23.8774 | -10.481
8817 | 24.4793 | -10.6235 | 24.4793 | -10.6235 | 23.9232 | -7.6091 | 23.8775 | -10.4809
8818 | 24.4803 | -10.6221 | 24.4803 | -10.6221 | 23.9226 | -7.6097 | 23.8775 | -10.4808
8819 | 24.4813 | -10.6208 | 24.4813 | -10.6208 | 23.922 | -7.6102 | 23.8776 | -10.4806
8820 | 24.4824 | -10.6194 | 24.4824 | -10.6194 | 23.9215 | -7.6107 | 23.8777 | -10.4805
8821 | 24.4834 | -10.6181 | 24.4834 | -10.6181 | 23.9209 | -7.6113 | 23.8778 | -10.4804
8822 | 24.4845 | -10.6167 | 24.4845 | -10.6167 | 23.9203 | -7.6118 | 23.8779 | -10.4802
8823 | 24.4855 | -10.6153 | 24.4855 | -10.6153 | 23.9198 | -7.6123 | 23.878 | -10.4801
8824 | 24.4866 | -10.6139 | 24.4866 | -10.6139 | 23.9192 | -7.6128 | 23.878 | -10.48
8825 | 24.4877 | -10.6125 | 24.4877 | -10.6125 | 23.9186 | -7.6134 | 23.8781 | -10.4798
8826 | 24.4888 | -10.6111 | 24.4888 | -10.6111 | 23.9181 | -7.6139 | 23.8782 | -10.4797
8827 | 24.4899 | -10.6097 | 24.4899 | -10.6097 | 23.9175 | -7.6144 | 23.8783 | -10.4796
8828 | 24.491 | -10.6082 | 24.491 | -10.6082 | 23.9169 | -7.615 | 23.8784 | -10.4794
8829 | 24.4921 | -10.6068 | 24.4921 | -10.6068 | 23.9164 | -7.6155 | 23.8785 | -10.4793
8830 | 24.4932 | -10.6053 | 24.4932 | -10.6053 | 23.9158 | -7.616 | 23.8785 | -10.4792
8831 | 24.4944 | -10.6039 | 24.4944 | -10.6039 | 23.9152 | -7.6165 | 23.8786 | -10.479
8832 | 24.4955 | -10.6024 | 24.4955 | -10.6024 | 23.9147 | -7.6171 | 23.8787 | -10.4789
8833 | 24.4966 | -10.601 | 24.4966 | -10.601 | 23.9141 | -7.6176 | 23.8788 | -10.4788
8834 | 24.4978 | -10.5995 | 24.4978 | -10.5995 | 23.9135 | -7.6181 | 23.8789 | -10.4786
8835 | 24.499 | -10.598 | 24.499 | -10.598 | 23.913 | -7.6186 | 23.879 | -10.4785
8836 | 24.5001 | -10.5965 | 24.5001 | -10.5965 | 23.9124 | -7.6192 | 23.879 | -10.4784
8837 | 24.5013 | -10.595 | 24.5013 | -10.595 | 23.9119 | -7.6197 | 23.8791 | -10.4782
8838 | 24.5025 | -10.5935 | 24.5025 | -10.5935 | 23.9113 | -7.6202 | 23.8792 | -10.4781
8839 | 24.5037 | -10.592 | 24.5037 | -10.592 | 23.9107 | -7.6208 | 23.8793 | -10.4779
8840 | 24.5049 | -10.5904 | 24.5049 | -10.5904 | 23.9102 | -7.6213 | 23.8794 | -10.4778
8841 | 24.5061 | -10.5889 | 24.5061 | -10.5889 | 23.9096 | -7.6218 | 23.8795 | -10.4777
8842 | 24.5074 | -10.5873 | 24.5074 | -10.5873 | 23.909 | -7.6223 | 23.8795 | -10.4775
8843 | 24.5086 | -10.5858 | 24.5086 | -10.5858 | 23.9085 | -7.6229 | 23.8796 | -10.4774
8844 | 24.5098 | -10.5842 | 24.5098 | -10.5842 | 23.9079 | -7.6234 | 23.8797 | -10.4773
8845 | 24.5111 | -10.5827 | 24.5111 | -10.5827 | 23.9073 | -7.6239 | 23.8798 | -10.4771
8846 | 24.5124 | -10.5811 | 24.5124 | -10.5811 | 23.9068 | -7.6245 | 23.8799 | -10.477
8847 | 24.5136 | -10.5795 | 24.5136 | -10.5795 | 23.9062 | -7.625 | 23.88 | -10.4769
8848 | 24.5149 | -10.5779 | 24.5149 | -10.5779 | 23.9056 | -7.6255 | 23.88 | -10.4767
8849 | 24.5162 | -10.5763 | 24.5162 | -10.5763 | 23.9051 | -7.6261 | 23.8801 | -10.4766
8850 | 24.5175 | -10.5747 | 24.5175 | -10.5747 | 23.9045 | -7.6266 | 23.8802 | -10.4765
8851 | 24.5188 | -10.5731 | 24.5188 | -10.5731 | 23.9039 | -7.6271 | 23.8803 | -10.4763
8852 | 24.5201 | -10.5714 | 24.5201 | -10.5714 | 23.9034 | -7.6276 | 23.8804 | -10.4762
8853 | 24.5214 | -10.5698 | 24.5214 | -10.5698 | 23.9028 | -7.6282 | 23.8805 | -10.4761
8854 | 24.5227 | -10.5681 | 24.5227 | -10.5681 | 23.9022 | -7.6287 | 23.8805 | -10.4759
8855 | 24.5241 | -10.5665 | 24.5241 | -10.5665 | 23.9017 | -7.6292 | 23.8806 | -10.4758
8856 | 24.5254 | -10.5648 | 24.5254 | -10.5648 | 23.9011 | -7.6298 | 23.8807 | -10.4757
8857 | 24.5267 | -10.5631 | 24.5267 | -10.5631 | 23.9004 | -7.6304 | 23.881 | -10.4753
8858 | 24.5281 | -10.5615 | 24.5281 | -10.5615 | 23.8998 | -7.631 | 23.8813 | -10.475
8859 | 24.5295 | -10.5598 | 24.5295 | -10.5598 | 23.8991 | -7.6316 | 23.8816 | -10.4747
8860 | 24.5308 | -10.5581 | 24.5308 | -10.5581 | 23.8985 | -7.6323 | 23.8818 | -10.4743
8861 | 24.5322 | -10.5564 | 24.5322 | -10.5564 | 23.8978 | -7.6329 | 23.8821 | -10.474
8862 | 24.5336 | -10.5547 | 24.5336 | -10.5547 | 23.8971 | -7.6335 | 23.8824 | -10.4737
8863 | 24.535 | -10.5529 | 24.535 | -10.5529 | 23.8965 | -7.6341 | 23.8827 | -10.4733
8864 | 24.5364 | -10.5512 | 24.5364 | -10.5512 | 23.8958 | -7.6347 | 23.883 | -10.473
8865 | 24.5378 | -10.5495 | 24.5378 | -10.5495 | 23.8952 | -7.6353 | 23.8833 | -10.4727
8866 | 24.5393 | -10.5477 | 24.5393 | -10.5477 | 23.8945 | -7.636 | 23.8835 | -10.4723
8867 | 24.5407 | -10.546 | 24.5407 | -10.546 | 23.8939 | -7.6366 | 23.8838 | -10.472
8868 | 24.5421 | -10.5442 | 24.5421 | -10.5442 | 23.8932 | -7.6372 | 23.8841 | -10.4717
8869 | 24.5436 | -10.5424 | 24.5436 | -10.5424 | 23.8926 | -7.6378 | 23.8844 | -10.4713
8870 | 24.5451 | -10.5407 | 24.5451 | -10.5407 | 23.8919 | -7.6384 | 23.8847 | -10.471
8871 | 24.5465 | -10.5389 | 24.5465 | -10.5389 | 23.8913 | -7.6391 | 23.885 | -10.4707
8872 | 24.548 | -10.5371 | 24.548 | -10.5371 | 23.8906 | -7.6397 | 23.8852 | -10.4703
8873 | 24.5495 | -10.5353 | 24.5495 | -10.5353 | 23.8899 | -7.6403 | 23.8855 | -10.47
8874 | 24.551 | -10.5335 | 24.551 | -10.5335 | 23.8893 | -7.6409 | 23.8858 | -10.4697
8875 | 24.5525 | -10.5317 | 24.5525 | -10.5317 | 23.8886 | -7.6415 | 23.8861 | -10.4693
8876 | 24.554 | -10.5298 | 24.554 | -10.5298 | 23.888 | -7.6422 | 23.8864 | -10.469
8877 | 24.5555 | -10.528 | 24.5555 | -10.528 | 23.8873 | -7.6428 | 23.8867 | -10.4687
8878 | 24.557 | -10.5261 | 24.557 | -10.5261 | 23.8867 | -7.6434 | 23.8869 | -10.4683
8879 | 24.5585 | -10.5243 | 24.5585 | -10.5243 | 23.886 | -7.644 | 23.8872 | -10.468
8880 | 24.5601 | -10.5224 | 24.5601 | -10.5224 | 23.8854 | -7.6446 | 23.8875 | -10.4677
8881 | 24.5616 | -10.5206 | 24.5616 | -10.5206 | 23.8847 | -7.6452 | 23.8878 | -10.4673
8882 | 24.5632 | -10.5187 | 24.5632 | -10.5187 | 23.8841 | -7.6459 | 23.8881 | -10.467
8883 | 24.5647 | -10.5168 | 24.5647 | -10.5168 | 23.8834 | -7.6465 | 23.8883 | -10.4667
8884 | 24.5663 | -10.5149 | 24.5663 | -10.5149 | 23.8827 | -7.6471 | 23.8886 | -10.4663
8885 | 24.5679 | -10.513 | 24.5679 | -10.513 | 23.8821 | -7.6477 | 23.8889 | -10.466
8886 | 24.5695 | -10.5111 | 24.5695 | -10.5111 | 23.8814 | -7.6483 | 23.8892 | -10.4657
8887 | 24.5711 | -10.5092 | 24.5711 | -10.5092 | 23.8808 | -7.649 | 23.8895 | -10.4653
8888 | 24.5727 | -10.5073 | 24.5727 | -10.5073 | 23.8801 | -7.6496 | 23.8898 | -10.465
8889 | 24.5743 | -10.5053 | 24.5743 | -10.5053 | 23.8795 | -7.6502 | 23.89 | -10.4647
8890 | 24.5759 | -10.5034 | 24.5759 | -10.5034 | 23.8788 | -7.6508 | 23.8903 | -10.4643
8891 | 24.5775 | -10.5015 | 24.5775 | -10.5015 | 23.8782 | -7.6514 | 23.8906 | -10.464
8892 | 24.5791 | -10.4995 | 24.5791 | -10.4995 | 23.8775 | -7.6521 | 23.8909 | -10.4637
8893 | 24.5808 | -10.4976 | 24.5808 | -10.4976 | 23.8768 | -7.6527 | 23.8912 | -10.4633
8894 | 24.5824 | -10.4956 | 24.5824 | -10.4956 | 23.8762 | -7.6533 | 23.8915 | -10.463
8895 | 24.5841 | -10.4936 | 24.5841 | -10.4936 | 23.8755 | -7.6539 | 23.8917 | -10.4627
8896 | 24.5857 | -10.4916 | 24.5857 | -10.4916 | 23.8749 | -7.6545 | 23.892 | -10.4623
8897 | 24.5874 | -10.4896 | 24.5874 | -10.4896 | 23.8742 | -7.6551 | 23.8923 | -10.462
8898 | 24.5891 | -10.4876 | 24.5891 | -10.4876 | 23.8736 | -7.6558 | 23.8926 | -10.4617
8899 | 24.5908 | -10.4856 | 24.5908 | -10.4856 | 23.8729 | -7.6564 | 23.8929 | -10.4613
8900 | 24.5925 | -10.4836 | 24.5925 | -10.4836 | 23.8723 | -7.657 | 23.8932 | -10.461
8901 | 24.5942 | -10.4816 | 24.5942 | -10.4816 | 23.8716 | -7.6576 | 23.8934 | -10.4607
8902 | 24.5959 | -10.4796 | 24.5959 | -10.4796 | 23.871 | -7.6582 | 23.8937 | -10.4603
8903 | 24.5976 | -10.4775 | 24.5976 | -10.4775 | 23.8703 | -7.6589 | 23.894 | -10.46
8904 | 24.5993 | -10.4755 | 24.5993 | -10.4755 | 23.8696 | -7.6595 | 23.8943 | -10.4597
8905 | 24.601 | -10.4734 | 24.601 | -10.4734 | 23.869 | -7.6601 | 23.8946 | -10.4593
8906 | 24.6028 | -10.4714 | 24.6028 | -10.4714 | 23.8683 | -7.6607 | 23.8949 | -10.459
8907 | 24.6045 | -10.4693 | 24.6045 | -10.4693 | 23.8677 | -7.6613 | 23.8953 | -10.4585
8908 | 24.6063 | -10.4672 | 24.6063 | -10.4672 | 23.8671 | -7.6619 | 23.8958 | -10.4579
8909 | 24.608 | -10.4651 | 24.608 | -10.4651 | 23.8665 | -7.6624 | 23.8963 | -10.4574
8910 | 24.6098 | -10.4631 | 24.6098 | -10.4631 | 23.8659 | -7.663 | 23.8968 | -10.4569
8911 | 24.6116 | -10.461 | 24.6116 | -10.461 | 23.8652 | -7.6636 | 23.8973 | -10.4563
8912 | 24.6134 | -10.4589 | 24.6134 | -10.4589 | 23.8646 | -7.6642 | 23.8978 | -10.4558
8913 | 24.6151 | -10.4567 | 24.6151 | -10.4567 | 23.864 | -7.6648 | 23.8982 | -10.4553
8914 | 24.6169 | -10.4546 | 24.6169 | -10.4546 | 23.8634 | -7.6654 | 23.8987 | -10.4547
8915 | 24.6187 | -10.4525 | 24.6187 | -10.4525 | 23.8628 | -7.666 | 23.8992 | -10.4542
8916 | 24.6206 | -10.4504 | 24.6206 | -10.4504 | 23.8621 | -7.6665 | 23.8997 | -10.4537
8917 | 24.6224 | -10.4482 | 24.6224 | -10.4482 | 23.8615 | -7.6671 | 23.9002 | -10.4531
8918 | 24.6242 | -10.4461 | 24.6242 | -10.4461 | 23.8609 | -7.6677 | 23.9006 | -10.4526
8919 | 24.626 | -10.4439 | 24.626 | -10.4439 | 23.8603 | -7.6683 | 23.9011 | -10.4521
8920 | 24.6279 | -10.4418 | 24.6279 | -10.4418 | 23.8596 | -7.6689 | 23.9016 | -10.4515
8921 | 24.6297 | -10.4396 | 24.6297 | -10.4396 | 23.859 | -7.6695 | 23.9021 | -10.451
8922 | 24.6316 | -10.4374 | 24.6316 | -10.4374 | 23.8584 | -7.6701 | 23.9026 | -10.4505
8923 | 24.6334 | -10.4353 | 24.6334 | -10.4353 | 23.8578 | -7.6707 | 23.9031 | -10.4499
8924 | 24.6353 | -10.4331 | 24.6353 | -10.4331 | 23.8572 | -7.6712 | 23.9035 | -10.4494
8925 | 24.6372 | -10.4309 | 24.6372 | -10.4309 | 23.8565 | -7.6718 | 23.904 | -10.4489
8926 | 24.639 | -10.4287 | 24.639 | -10.4287 | 23.8559 | -7.6724 | 23.9045 | -10.4483
8927 | 24.6409 | -10.4265 | 24.6409 | -10.4265 | 23.8553 | -7.673 | 23.905 | -10.4478
8928 | 24.6428 | -10.4243 | 24.6428 | -10.4243 | 23.8547 | -7.6736 | 23.9055 | -10.4473
8929 | 24.6447 | -10.422 | 24.6447 | -10.422 | 23.8541 | -7.6742 | 23.906 | -10.4467
8930 | 24.6466 | -10.4198 | 24.6466 | -10.4198 | 23.8534 | -7.6747 | 23.9064 | -10.4462
8931 | 24.6485 | -10.4176 | 24.6485 | -10.4176 | 23.8528 | -7.6753 | 23.9069 | -10.4457
8932 | 24.6505 | -10.4153 | 24.6505 | -10.4153 | 23.8522 | -7.6759 | 23.9074 | -10.4451
8933 | 24.6524 | -10.4131 | 24.6524 | -10.4131 | 23.8516 | -7.6765 | 23.9079 | -10.4446
8934 | 24.6543 | -10.4108 | 24.6543 | -10.4108 | 23.851 | -7.6771 | 23.9084 | -10.4441
8935 | 24.6563 | -10.4086 | 24.6563 | -10.4086 | 23.8503 | -7.6777 | 23.9089 | -10.4435
8936 | 24.6582 | -10.4063 | 24.6582 | -10.4063 | 23.8497 | -7.6783 | 23.9093 | -10.443
8937 | 24.6602 | -10.404 | 24.6602 | -10.404 | 23.8491 | -7.6788 | 23.9098 | -10.4425
8938 | 24.6621 | -10.4017 | 24.6621 | -10.4017 | 23.8485 | -7.6794 | 23.9103 | -10.4419
8939 | 24.6641 | -10.3995 | 24.6641 | -10.3995 | 23.8478 | -7.68 | 23.9108 | -10.4414
8940 | 24.6661 | -10.3972 | 24.6661 | -10.3972 | 23.8472 | -7.6806 | 23.9113 | -10.4409
8941 | 24.668 | -10.3949 | 24.668 | -10.3949 | 23.8466 | -7.6812 | 23.9117 | -10.4403
8942 | 24.67 | -10.3926 | 24.67 | -10.3926 | 23.846 | -7.6818 | 23.9122 | -10.4398
8943 | 24.672 | -10.3902 | 24.672 | -10.3902 | 23.8454 | -7.6823 | 23.9127 | -10.4393
8944 | 24.674 | -10.3879 | 24.674 | -10.3879 | 23.8447 | -7.6829 | 23.9132 | -10.4387
8945 | 24.676 | -10.3856 | 24.676 | -10.3856 | 23.8441 | -7.6835 | 23.9137 | -10.4382
8946 | 24.678 | -10.3833 | 24.678 | -10.3833 | 23.8435 | -7.6841 | 23.9142 | -10.4377
8947 | 24.68 | -10.3809 | 24.68 | -10.3809 | 23.8429 | -7.6847 | 23.9146 | -10.4371
8948 | 24.682 | -10.3786 | 24.682 | -10.3786 | 23.8423 | -7.6853 | 23.9151 | -10.4366
8949 | 24.6841 | -10.3762 | 24.6841 | -10.3762 | 23.8416 | -7.6859 | 23.9156 | -10.4361
8950 | 24.6861 | -10.3739 | 24.6861 | -10.3739 | 23.841 | -7.6864 | 23.9161 | -10.4355
8951 | 24.6881 | -10.3715 | 24.6881 | -10.3715 | 23.8404 | -7.687 | 23.9166 | -10.435
8952 | 24.6902 | -10.3692 | 24.6902 | -10.3692 | 23.8398 | -7.6876 | 23.9171 | -10.4345
8953 | 24.6922 | -10.3668 | 24.6922 | -10.3668 | 23.8391 | -7.6882 | 23.9175 | -10.4339
8954 | 24.6943 | -10.3644 | 24.6943 | -10.3644 | 23.8385 | -7.6888 | 23.918 | -10.4334
8955 | 24.6963 | -10.362 | 24.6963 | -10.362 | 23.8379 | -7.6894 | 23.9185 | -10.4329
8956 | 24.6984 | -10.3597 | 24.6984 | -10.3597 | 23.8373 | -7.69 | 23.919 | -10.4323
8957 | 24.7005 | -10.3573 | 24.7005 | -10.3573 | 23.8367 | -7.6905 | 23.9193 | -10.432
8958 | 24.7026 | -10.3549 | 24.7026 | -10.3549 | 23.836 | -7.6912 | 23.9196 | -10.4317
8959 | 24.7046 | -10.3525 | 24.7046 | -10.3525 | 23.8354 | -7.6917 | 23.9199 | -10.4313
8960 | 24.7067 | -10.35 | 24.7067 | -10.35 | 23.8348 | -7.6923 | 23.9202 | -10.431
8961 | 24.7088 | -10.3476 | 24.7088 | -10.3476 | 23.8341 | -7.6929 | 23.9205 | -10.4306
8962 | 24.7109 | -10.3452 | 24.7109 | -10.3452 | 23.8335 | -7.6935 | 23.9208 | -10.4303
8963 | 24.713 | -10.3428 | 24.713 | -10.3428 | 23.8329 | -7.6941 | 23.921 | -10.4299
8964 | 24.7151 | -10.3404 | 24.7151 | -10.3404 | 23.8323 | -7.6947 | 23.9213 | -10.4296
8965 | 24.7173 | -10.3379 | 24.7173 | -10.3379 | 23.8316 | -7.6953 | 23.9216 | -10.4292
8966 | 24.7194 | -10.3355 | 24.7194 | -10.3355 | 23.831 | -7.6959 | 23.9219 | -10.4289
8967 | 24.7215 | -10.333 | 24.7215 | -10.333 | 23.8304 | -7.6965 | 23.9222 | -10.4285
8968 | 24.7236 | -10.3306 | 24.7236 | -10.3306 | 23.8297 | -7.6971 | 23.9225 | -10.4282
8969 | 24.7258 | -10.3281 | 24.7258 | -10.3281 | 23.8291 | -7.6977 | 23.9228 | -10.4279
8970 | 24.7279 | -10.3257 | 24.7279 | -10.3257 | 23.8285 | -7.6983 | 23.9231 | -10.4275
8971 | 24.7301 | -10.3232 | 24.7301 | -10.3232 | 23.8278 | -7.6989 | 23.9234 | -10.4272
8972 | 24.7322 | -10.3207 | 24.7322 | -10.3207 | 23.8272 | -7.6994 | 23.9237 | -10.4268
8973 | 24.7344 | -10.3182 | 24.7344 | -10.3182 | 23.8266 | -7.7 | 23.924 | -10.4265
8974 | 24.7365 | -10.3158 | 24.7365 | -10.3158 | 23.826 | -7.7006 | 23.9243 | -10.4261
8975 | 24.7387 | -10.3133 | 24.7387 | -10.3133 | 23.8253 | -7.7012 | 23.9246 | -10.4258
8976 | 24.7408 | -10.3108 | 24.7408 | -10.3108 | 23.8247 | -7.7018 | 23.9249 | -10.4254
8977 | 24.743 | -10.3083 | 24.743 | -10.3083 | 23.8241 | -7.7024 | 23.9252 | -10.4251
8978 | 24.7452 | -10.3058 | 24.7452 | -10.3058 | 23.8234 | -7.703 | 23.9255 | -10.4248
8979 | 24.7474 | -10.3033 | 24.7474 | -10.3033 | 23.8228 | -7.7036 | 23.9258 | -10.4244
8980 | 24.7496 | -10.3008 | 24.7496 | -10.3008 | 23.8222 | -7.7042 | 23.9261 | -10.4241
8981 | 24.7518 | -10.2983 | 24.7518 | -10.2983 | 23.8216 | -7.7048 | 23.9263 | -10.4237
8982 | 24.754 | -10.2958 | 24.754 | -10.2958 | 23.8209 | -7.7054 | 23.9266 | -10.4234
8983 | 24.7561 | -10.2932 | 24.7561 | -10.2932 | 23.8203 | -7.706 | 23.9269 | -10.423
8984 | 24.7584 | -10.2907 | 24.7584 | -10.2907 | 23.8197 | -7.7066 | 23.9272 | -10.4227
8985 | 24.7606 | -10.2882 | 24.7606 | -10.2882 | 23.819 | -7.7072 | 23.9275 | -10.4223
8986 | 24.7628 | -10.2856 | 24.7628 | -10.2856 | 23.8184 | -7.7077 | 23.9278 | -10.422
8987 | 24.765 | -10.2831 | 24.765 | -10.2831 | 23.8178 | -7.7083 | 23.9281 | -10.4217
8988 | 24.7672 | -10.2806 | 24.7672 | -10.2806 | 23.8172 | -7.7089 | 23.9284 | -10.4213
8989 | 24.7694 | -10.278 | 24.7694 | -10.278 | 23.8165 | -7.7095 | 23.9287 | -10.421
8990 | 24.7716 | -10.2755 | 24.7716 | -10.2755 | 23.8159 | -7.7101 | 23.929 | -10.4206
8991 | 24.7739 | -10.2729 | 24.7739 | -10.2729 | 23.8153 | -7.7107 | 23.9293 | -10.4203
8992 | 24.7761 | -10.2704 | 24.7761 | -10.2704 | 23.8146 | -7.7113 | 23.9296 | -10.4199
8993 | 24.7783 | -10.2678 | 24.7783 | -10.2678 | 23.814 | -7.7119 | 23.9299 | -10.4196
8994 | 24.7806 | -10.2653 | 24.7806 | -10.2653 | 23.8134 | -7.7125 | 23.9302 | -10.4192
8995 | 24.7828 | -10.2627 | 24.7828 | -10.2627 | 23.8128 | -7.7131 | 23.9305 | -10.4189
8996 | 24.7851 | -10.2601 | 24.7851 | -10.2601 | 23.8121 | -7.7137 | 23.9308 | -10.4186
8997 | 24.7873 | -10.2576 | 24.7873 | -10.2576 | 23.8115 | -7.7143 | 23.9311 | -10.4182
8998 | 24.7896 | -10.255 | 24.7896 | -10.255 | 23.8109 | -7.7149 | 23.9314 | -10.4179
8999 | 24.7918 | -10.2524 | 24.7918 | -10.2524 | 23.8102 | -7.7155 | 23.9317 | -10.4175
9000 | 24.7941 | -10.2498 | 24.7941 | -10.2498 | 23.8096 | -7.7161 | 23.9319 | -10.4172
9001 | 24.7964 | -10.2472 | 24.7964 | -10.2472 | 23.809 | -7.7166 | 23.9322 | -10.4168
9002 | 24.7986 | -10.2447 | 24.7986 | -10.2447 | 23.8084 | -7.7172 | 23.9325 | -10.4165
9003 | 24.8009 | -10.2421 | 24.8009 | -10.2421 | 23.8077 | -7.7178 | 23.9328 | -10.4161
9004 | 24.8032 | -10.2395 | 24.8032 | -10.2395 | 23.8071 | -7.7184 | 23.9331 | -10.4158
9005 | 24.8054 | -10.2369 | 24.8054 | -10.2369 | 23.8065 | -7.719 | 23.9334 | -10.4155
9006 | 24.8077 | -10.2343 | 24.8077 | -10.2343 | 23.8058 | -7.7196 | 23.9337 | -10.4151
9007 | 24.81 | -10.2317 | 24.81 | -10.2317 | 23.8051 | -7.7203 | 23.934 | -10.4148
9008 | 24.8123 | -10.2291 | 24.8123 | -10.2291 | 23.8044 | -7.721 | 23.9343 | -10.4145
9009 | 24.8145 | -10.2265 | 24.8145 | -10.2265 | 23.8037 | -7.7216 | 23.9345 | -10.4141
9010 | 24.8168 | -10.2239 | 24.8168 | -10.2239 | 23.8031 | -7.7222 | 23.9348 | -10.4138
9011 | 24.8191 | -10.2213 | 24.8191 | -10.2213 | 23.8024 | -7.7229 | 23.9351 | -10.4135
9012 | 24.8214 | -10.2187 | 24.8214 | -10.2187 | 23.8017 | -7.7236 | 23.9354 | -10.4131
9013 | 24.8237 | -10.216 | 24.8237 | -10.216 | 23.801 | -7.7242 | 23.9357 | -10.4128
9014 | 24.826 | -10.2134 | 24.826 | -10.2134 | 23.8003 | -7.7249 | 23.936 | -10.4125
9015 | 24.8283 | -10.2108 | 24.8283 | -10.2108 | 23.7996 | -7.7255 | 23.9362 | -10.4121
9016 | 24.8306 | -10.2082 | 24.8306 | -10.2082 | 23.7989 | -7.7262 | 23.9365 | -10.4118
9017 | 24.8329 | -10.2056 | 24.8329 | -10.2056 | 23.7982 | -7.7268 | 23.9368 | -10.4115
9018 | 24.8351 | -10.203 | 24.8351 | -10.203 | 23.7975 | -7.7275 | 23.9371 | -10.4111
9019 | 24.8374 | -10.2003 | 24.8374 | -10.2003 | 23.7969 | -7.7281 | 23.9374 | -10.4108
9020 | 24.8397 | -10.1977 | 24.8397 | -10.1977 | 23.7962 | -7.7288 | 23.9376 | -10.4105
9021 | 24.842 | -10.1951 | 24.842 | -10.1951 | 23.7955 | -7.7294 | 23.9379 | -10.4101
9022 | 24.8444 | -10.1925 | 24.8444 | -10.1925 | 23.7948 | -7.7301 | 23.9382 | -10.4098
9023 | 24.8467 | -10.1899 | 24.8467 | -10.1899 | 23.7941 | -7.7307 | 23.9385 | -10.4095
9024 | 24.849 | -10.1872 | 24.849 | -10.1872 | 23.7934 | -7.7314 | 23.9388 | -10.4092
9025 | 24.8513 | -10.1846 | 24.8513 | -10.1846 | 23.7927 | -7.7321 | 23.9391 | -10.4088
9026 | 24.8536 | -10.182 | 24.8536 | -10.182 | 23.792 | -7.7327 | 23.9393 | -10.4085
9027 | 24.8559 | -10.1793 | 24.8559 | -10.1793 | 23.7913 | -7.7334 | 23.9396 | -10.4082
9028 | 24.8582 | -10.1767 | 24.8582 | -10.1767 | 23.7907 | -7.734 | 23.9399 | -10.4078
9029 | 24.8605 | -10.1741 | 24.8605 | -10.1741 | 23.79 | -7.7347 | 23.9402 | -10.4075
9030 | 24.8628 | -10.1714 | 24.8628 | -10.1714 | 23.7893 | -7.7353 | 23.9405 | -10.4072
9031 | 24.8651 | -10.1688 | 24.8651 | -10.1688 | 23.7886 | -7.736 | 23.9408 | -10.4068
9032 | 24.8674 | -10.1662 | 24.8674 | -10.1662 | 23.7879 | -7.7366 | 23.941 | -10.4065
9033 | 24.8697 | -10.1636 | 24.8697 | -10.1636 | 23.7872 | -7.7373 | 23.9413 | -10.4062
9034 | 24.872 | -10.1609 | 24.872 | -10.1609 | 23.7865 | -7.7379 | 23.9416 | -10.4058
9035 | 24.8744 | -10.1583 | 24.8744 | -10.1583 | 23.7858 | -7.7386 | 23.9419 | -10.4055
9036 | 24.8767 | -10.1557 | 24.8767 | -10.1557 | 23.7851 | -7.7392 | 23.9422 | -10.4052
9037 | 24.879 | -10.153 | 24.879 | -10.153 | 23.7845 | -7.7399 | 23.9424 | -10.4048
9038 | 24.8813 | -10.1504 | 24.8813 | -10.1504 | 23.7838 | -7.7405 | 23.9427 | -10.4045
9039 | 24.8836 | -10.1478 | 24.8836 | -10.1478 | 23.7831 | -7.7412 | 23.943 | -10.4042
9040 | 24.8859 | -10.1451 | 24.8859 | -10.1451 | 23.7824 | -7.7419 | 23.9433 | -10.4038
9041 | 24.8882 | -10.1425 | 24.8882 | -10.1425 | 23.7817 | -7.7425 | 23.9436 | -10.4035
9042 | 24.8905 | -10.1399 | 24.8905 | -10.1399 | 23.781 | -7.7432 | 23.9439 | -10.4032
9043 | 24.8928 | -10.1372 | 24.8928 | -10.1372 | 23.7803 | -7.7438 | 23.9441 | -10.4029
9044 | 24.8951 | -10.1346 | 24.8951 | -10.1346 | 23.7796 | -7.7445 | 23.9444 | -10.4025
9045 | 24.8974 | -10.132 | 24.8974 | -10.132 | 23.7789 | -7.7451 | 23.9447 | -10.4022
9046 | 24.8998 | -10.1293 | 24.8998 | -10.1293 | 23.7782 | -7.7458 | 23.945 | -10.4019
9047 | 24.9021 | -10.1267 | 24.9021 | -10.1267 | 23.7776 | -7.7464 | 23.9453 | -10.4015
9048 | 24.9044 | -10.1241 | 24.9044 | -10.1241 | 23.7769 | -7.7471 | 23.9455 | -10.4012
9049 | 24.9067 | -10.1215 | 24.9067 | -10.1215 | 23.7762 | -7.7477 | 23.9458 | -10.4009
9050 | 24.909 | -10.1188 | 24.909 | -10.1188 | 23.7755 | -7.7484 | 23.9461 | -10.4005
9051 | 24.9113 | -10.1162 | 24.9113 | -10.1162 | 23.7748 | -7.749 | 23.9464 | -10.4002
9052 | 24.9136 | -10.1136 | 24.9136 | -10.1136 | 23.7741 | -7.7497 | 23.9467 | -10.3999
9053 | 24.9159 | -10.111 | 24.9159 | -10.111 | 23.7734 | -7.7504 | 23.947 | -10.3995
9054 | 24.9182 | -10.1084 | 24.9182 | -10.1084 | 23.7727 | -7.751 | 23.9472 | -10.3992
9055 | 24.9205 | -10.1057 | 24.9205 | -10.1057 | 23.772 | -7.7517 | 23.9475 | -10.3989
9056 | 24.9228 | -10.1031 | 24.9228 | -10.1031 | 23.7714 | -7.7523 | 23.9478 | -10.3985
9057 | 24.925 | -10.1005 | 24.925 | -10.1005 | 23.7707 | -7.7529 | 23.9481 | -10.3982
9058 | 24.9273 | -10.0979 | 24.9273 | -10.0979 | 23.7701 | -7.7535 | 23.9484 | -10.3979
9059 | 24.9296 | -10.0953 | 24.9296 | -10.0953 | 23.7695 | -7.7541 | 23.9486 | -10.3975
9060 | 24.9319 | -10.0927 | 24.9319 | -10.0927 | 23.7688 | -7.7547 | 23.9489 | -10.3972
9061 | 24.9342 | -10.0901 | 24.9342 | -10.0901 | 23.7682 | -7.7553 | 23.9492 | -10.3969
9062 | 24.9365 | -10.0875 | 24.9365 | -10.0875 | 23.7675 | -7.7559 | 23.9495 | -10.3966
9063 | 24.9388 | -10.0849 | 24.9388 | -10.0849 | 23.7669 | -7.7565 | 23.9498 | -10.3962
9064 | 24.941 | -10.0823 | 24.941 | -10.0823 | 23.7663 | -7.7571 | 23.9501 | -10.3959
9065 | 24.9433 | -10.0797 | 24.9433 | -10.0797 | 23.7656 | -7.7577 | 23.9503 | -10.3956
9066 | 24.9456 | -10.0771 | 24.9456 | -10.0771 | 23.765 | -7.7583 | 23.9506 | -10.3952
9067 | 24.9479 | -10.0745 | 24.9479 | -10.0745 | 23.7643 | -7.7589 | 23.9509 | -10.3949
9068 | 24.9501 | -10.0719 | 24.9501 | -10.0719 | 23.7637 | -7.7595 | 23.9512 | -10.3946
9069 | 24.9524 | -10.0693 | 24.9524 | -10.0693 | 23.7631 | -7.7602 | 23.9515 | -10.3942
9070 | 24.9547 | -10.0667 | 24.9547 | -10.0667 | 23.7624 | -7.7608 | 23.9517 | -10.3939
9071 | 24.9569 | -10.0641 | 24.9569 | -10.0641 | 23.7618 | -7.7614 | 23.952 | -10.3936
9072 | 24.9592 | -10.0615 | 24.9592 | -10.0615 | 23.7611 | -7.762 | 23.9523 | -10.3932
9073 | 24.9615 | -10.0589 | 24.9615 | -10.0589 | 23.7605 | -7.7626 | 23.9526 | -10.3929
9074 | 24.9637 | -10.0564 | 24.9637 | -10.0564 | 23.7599 | -7.7632 | 23.9529 | -10.3926
9075 | 24.966 | -10.0538 | 24.966 | -10.0538 | 23.7592 | -7.7638 | 23.9532 | -10.3923
9076 | 24.9682 | -10.0512 | 24.9682 | -10.0512 | 23.7586 | -7.7644 | 23.9534 | -10.3919
9077 | 24.9705 | -10.0487 | 24.9705 | -10.0487 | 23.7579 | -7.765 | 23.9537 | -10.3916
9078 | 24.9727 | -10.0461 | 24.9727 | -10.0461 | 23.7573 | -7.7656 | 23.954 | -10.3913
9079 | 24.9749 | -10.0435 | 24.9749 | -10.0435 | 23.7567 | -7.7662 | 23.9543 | -10.3909
9080 | 24.9772 | -10.041 | 24.9772 | -10.041 | 23.756 | -7.7668 | 23.9546 | -10.3906
9081 | 24.9794 | -10.0384 | 24.9794 | -10.0384 | 23.7554 | -7.7674 | 23.9548 | -10.3903
9082 | 24.9816 | -10.0359 | 24.9816 | -10.0359 | 23.7547 | -7.768 | 23.9551 | -10.3899
9083 | 24.9839 | -10.0333 | 24.9839 | -10.0333 | 23.7541 | -7.7686 | 23.9554 | -10.3896
9084 | 24.9861 | -10.0308 | 24.9861 | -10.0308 | 23.7535 | -7.7692 | 23.9557 | -10.3893
9085 | 24.9883 | -10.0282 | 24.9883 | -10.0282 | 23.7528 | -7.7698 | 23.956 | -10.3889
9086 | 24.9905 | -10.0257 | 24.9905 | -10.0257 | 23.7522 | -7.7704 | 23.9563 | -10.3886
9087 | 24.9927 | -10.0232 | 24.9927 | -10.0232 | 23.7515 | -7.771 | 23.9565 | -10.3883
9088 | 24.9949 | -10.0206 | 24.9949 | -10.0206 | 23.7509 | -7.7717 | 23.9568 | -10.3879
9089 | 24.9972 | -10.0181 | 24.9972 | -10.0181 | 23.7502 | -7.7722 | 23.9571 | -10.3876
9090 | 24.9994 | -10.0156 | 24.9994 | -10.0156 | 23.7496 | -7.7729 | 23.9574 | -10.3873
9091 | 25.0016 | -10.0131 | 25.0016 | -10.0131 | 23.749 | -7.7735 | 23.9577 | -10.387
9092 | 25.0037 | -10.0105 | 25.0037 | -10.0105 | 23.7483 | -7.7741 | 23.9579 | -10.3866
9093 | 25.0059 | -10.008 | 25.0059 | -10.008 | 23.7477 | -7.7747 | 23.9582 | -10.3863
9094 | 25.0081 | -10.0055 | 25.0081 | -10.0055 | 23.747 | -7.7753 | 23.9585 | -10.386
9095 | 25.0103 | -10.003 | 25.0103 | -10.003 | 23.7464 | -7.7759 | 23.9588 | -10.3856
9096 | 25.0125 | -10.0005 | 25.0125 | -10.0005 | 23.7458 | -7.7765 | 23.9591 | -10.3853
9097 | 25.0147 | -9.998 | 25.0147 | -9.998 | 23.7451 | -7.7771 | 23.9594 | -10.385
9098 | 25.0168 | -9.9955 | 25.0168 | -9.9955 | 23.7445 | -7.7777 | 23.9596 | -10.3846
9099 | 25.019 | -9.993 | 25.019 | -9.993 | 23.7438 | -7.7783 | 23.9599 | -10.3843
9100 | 25.0211 | -9.9906 | 25.0211 | -9.9906 | 23.7432 | -7.7789 | 23.9602 | -10.384
9101 | 25.0233 | -9.9881 | 25.0233 | -9.9881 | 23.7426 | -7.7795 | 23.9605 | -10.3836
9102 | 25.0255 | -9.9856 | 25.0255 | -9.9856 | 23.7419 | -7.7801 | 23.9608 | -10.3833
9103 | 25.0276 | -9.9831 | 25.0276 | -9.9831 | 23.7413 | -7.7807 | 23.961 | -10.383
9104 | 25.0297 | -9.9807 | 25.0297 | -9.9807 | 23.7406 | -7.7813 | 23.9613 | -10.3827
9105 | 25.0319 | -9.9782 | 25.0319 | -9.9782 | 23.74 | -7.7819 | 23.9616 | -10.3823
9106 | 25.034 | -9.9758 | 25.034 | -9.9758 | 23.7393 | -7.7826 | 23.9619 | -10.382
9107 | 25.0361 | -9.9733 | 25.0361 | -9.9733 | 23.7386 | -7.7833 | 23.9622 | -10.3817
9108 | 25.0383 | -9.9709 | 25.0383 | -9.9709 | 23.7379 | -7.784 | 23.9625 | -10.3813
9109 | 25.0404 | -9.9684 | 25.0404 | -9.9684 | 23.7371 | -7.7847 | 23.9627 | -10.381
9110 | 25.0425 | -9.966 | 25.0425 | -9.966 | 23.7364 | -7.7854 | 23.963 | -10.3807
9111 | 25.0446 | -9.9636 | 25.0446 | -9.9636 | 23.7357 | -7.7861 | 23.9633 | -10.3803
9112 | 25.0467 | -9.9611 | 25.0467 | -9.9611 | 23.7349 | -7.7868 | 23.9636 | -10.38
9113 | 25.0488 | -9.9587 | 25.0488 | -9.9587 | 23.7342 | -7.7875 | 23.9639 | -10.3797
9114 | 25.0509 | -9.9563 | 25.0509 | -9.9563 | 23.7335 | -7.7881 | 23.9641 | -10.3793
9115 | 25.053 | -9.9539 | 25.053 | -9.9539 | 23.7327 | -7.7889 | 23.9644 | -10.379
9116 | 25.0551 | -9.9515 | 25.0551 | -9.9515 | 23.732 | -7.7896 | 23.9647 | -10.3787
9117 | 25.0572 | -9.9491 | 25.0572 | -9.9491 | 23.7313 | -7.7902 | 23.965 | -10.3784
9118 | 25.0592 | -9.9467 | 25.0592 | -9.9467 | 23.7305 | -7.7909 | 23.9653 | -10.378
9119 | 25.0613 | -9.9443 | 25.0613 | -9.9443 | 23.7298 | -7.7916 | 23.9655 | -10.3777
9120 | 25.0634 | -9.9419 | 25.0634 | -9.9419 | 23.7291 | -7.7923 | 23.9658 | -10.3774
9121 | 25.0654 | -9.9395 | 25.0654 | -9.9395 | 23.7284 | -7.793 | 23.9661 | -10.377
9122 | 25.0675 | -9.9371 | 25.0675 | -9.9371 | 23.7276 | -7.7937 | 23.9664 | -10.3767
9123 | 25.0695 | -9.9348 | 25.0695 | -9.9348 | 23.7269 | -7.7944 | 23.9667 | -10.3764
9124 | 25.0716 | -9.9324 | 25.0716 | -9.9324 | 23.7262 | -7.7951 | 23.967 | -10.376
9125 | 25.0736 | -9.93 | 25.0736 | -9.93 | 23.7254 | -7.7958 | 23.9672 | -10.3757
9126 | 25.0756 | -9.9277 | 25.0756 | -9.9277 | 23.7247 | -7.7965 | 23.9675 | -10.3754
9127 | 25.0777 | -9.9253 | 25.0777 | -9.9253 | 23.724 | -7.7972 | 23.9678 | -10.375
9128 | 25.0797 | -9.923 | 25.0797 | -9.923 | 23.7232 | -7.7979 | 23.9681 | -10.3747
9129 | 25.0817 | -9.9207 | 25.0817 | -9.9207 | 23.7225 | -7.7986 | 23.9684 | -10.3744
9130 | 25.0837 | -9.9183 | 25.0837 | -9.9183 | 23.7218 | -7.7993 | 23.9686 | -10.3741
9131 | 25.0857 | -9.916 | 25.0857 | -9.916 | 23.721 | -7.8 | 23.9689 | -10.3737
9132 | 25.0877 | -9.9137 | 25.0877 | -9.9137 | 23.7203 | -7.8007 | 23.9692 | -10.3734
9133 | 25.0897 | -9.9114 | 25.0897 | -9.9114 | 23.7196 | -7.8014 | 23.9695 | -10.3731
9134 | 25.0917 | -9.9091 | 25.0917 | -9.9091 | 23.7189 | -7.8021 | 23.9698 | -10.3727
9135 | 25.0937 | -9.9068 | 25.0937 | -9.9068 | 23.7181 | -7.8028 | 23.9701 | -10.3724
9136 | 25.0956 | -9.9045 | 25.0956 | -9.9045 | 23.7174 | -7.8035 | 23.9703 | -10.3721
9137 | 25.0976 | -9.9022 | 25.0976 | -9.9022 | 23.7167 | -7.8041 | 23.9706 | -10.3717
9138 | 25.0996 | -9.8999 | 25.0996 | -9.8999 | 23.7159 | -7.8049 | 23.9709 | -10.3714
9139 | 25.1015 | -9.8976 | 25.1015 | -9.8976 | 23.7152 | -7.8055 | 23.9712 | -10.3711
9140 | 25.1035 | -9.8953 | 25.1035 | -9.8953 | 23.7145 | -7.8062 | 23.9715 | -10.3708
9141 | 25.1054 | -9.8931 | 25.1054 | -9.8931 | 23.7137 | -7.8069 | 23.9717 | -10.3704
9142 | 25.1074 | -9.8908 | 25.1074 | -9.8908 | 23.713 | -7.8076 | 23.972 | -10.3701
9143 | 25.1093 | -9.8885 | 25.1093 | -9.8885 | 23.7123 | -7.8083 | 23.9723 | -10.3698
9144 | 25.1112 | -9.8863 | 25.1112 | -9.8863 | 23.7115 | -7.809 | 23.9726 | -10.3694
9145 | 25.1132 | -9.884 | 25.1132 | -9.884 | 23.7108 | -7.8097 | 23.9729 | -10.3691
9146 | 25.1151 | -9.8818 | 25.1151 | -9.8818 | 23.7101 | -7.8104 | 23.9731 | -10.3688
9147 | 25.117 | -9.8796 | 25.117 | -9.8796 | 23.7094 | -7.8111 | 23.9734 | -10.3684
9148 | 25.1189 | -9.8773 | 25.1189 | -9.8773 | 23.7086 | -7.8118 | 23.9737 | -10.3681
9149 | 25.1208 | -9.8751 | 25.1208 | -9.8751 | 23.7079 | -7.8125 | 23.974 | -10.3678
9150 | 25.1227 | -9.8729 | 25.1227 | -9.8729 | 23.7072 | -7.8132 | 23.9743 | -10.3674
9151 | 25.1246 | -9.8707 | 25.1246 | -9.8707 | 23.7064 | -7.8139 | 23.9746 | -10.3671
9152 | 25.1264 | -9.8685 | 25.1264 | -9.8685 | 23.7057 | -7.8146 | 23.9748 | -10.3668
9153 | 25.1283 | -9.8663 | 25.1283 | -9.8663 | 23.705 | -7.8153 | 23.9751 | -10.3665
9154 | 25.1302 | -9.8641 | 25.1302 | -9.8641 | 23.7042 | -7.816 | 23.9754 | -10.3661
9155 | 25.1321 | -9.8619 | 25.1321 | -9.8619 | 23.7035 | -7.8167 | 23.9757 | -10.3658
9156 | 25.1339 | -9.8597 | 25.1339 | -9.8597 | 23.7028 | -7.8174 | 23.9758 | -10.3657
9157 | 25.1358 | -9.8576 | 25.1358 | -9.8576 | 23.7021 | -7.818 | 23.9758 | -10.3655
9158 | 25.1376 | -9.8554 | 25.1376 | -9.8554 | 23.7014 | -7.8187 | 23.9759 | -10.3654
9159 | 25.1394 | -9.8532 | 25.1394 | -9.8532 | 23.7006 | -7.8194 | 23.976 | -10.3653
9160 | 25.1413 | -9.8511 | 25.1413 | -9.8511 | 23.6999 | -7.8201 | 23.9761 | -10.3651
9161 | 25.1431 | -9.8489 | 25.1431 | -9.8489 | 23.6992 | -7.8208 | 23.9762 | -10.365
9162 | 25.1449 | -9.8468 | 25.1449 | -9.8468 | 23.6985 | -7.8214 | 23.9763 | -10.3649
9163 | 25.1467 | -9.8447 | 25.1467 | -9.8447 | 23.6978 | -7.8221 | 23.9763 | -10.3648
9164 | 25.1485 | -9.8425 | 25.1485 | -9.8425 | 23.6971 | -7.8228 | 23.9764 | -10.3646
9165 | 25.1503 | -9.8404 | 25.1503 | -9.8404 | 23.6964 | -7.8235 | 23.9765 | -10.3645
9166 | 25.1521 | -9.8383 | 25.1521 | -9.8383 | 23.6956 | -7.8242 | 23.9766 | -10.3644
9167 | 25.1539 | -9.8362 | 25.1539 | -9.8362 | 23.6949 | -7.8248 | 23.9767 | -10.3642
9168 | 25.1557 | -9.8341 | 25.1557 | -9.8341 | 23.6942 | -7.8255 | 23.9767 | -10.3641
9169 | 25.1575 | -9.832 | 25.1575 | -9.832 | 23.6935 | -7.8262 | 23.9768 | -10.364
9170 | 25.1592 | -9.8299 | 25.1592 | -9.8299 | 23.6928 | -7.8269 | 23.9769 | -10.3638
9171 | 25.161 | -9.8278 | 25.161 | -9.8278 | 23.6921 | -7.8275 | 23.977 | -10.3637
9172 | 25.1628 | -9.8257 | 25.1628 | -9.8257 | 23.6914 | -7.8282 | 23.9771 | -10.3636
9173 | 25.1645 | -9.8237 | 25.1645 | -9.8237 | 23.6906 | -7.8289 | 23.9771 | -10.3635
9174 | 25.1663 | -9.8216 | 25.1663 | -9.8216 | 23.6899 | -7.8296 | 23.9772 | -10.3633
9175 | 25.168 | -9.8195 | 25.168 | -9.8195 | 23.6892 | -7.8303 | 23.9773 | -10.3632
9176 | 25.1697 | -9.8175 | 25.1697 | -9.8175 | 23.6885 | -7.8309 | 23.9774 | -10.3631
9177 | 25.1714 | -9.8154 | 25.1714 | -9.8154 | 23.6878 | -7.8316 | 23.9775 | -10.3629
9178 | 25.1732 | -9.8134 | 25.1732 | -9.8134 | 23.6871 | -7.8323 | 23.9776 | -10.3628
9179 | 25.1749 | -9.8114 | 25.1749 | -9.8114 | 23.6864 | -7.833 | 23.9776 | -10.3627
9180 | 25.1766 | -9.8093 | 25.1766 | -9.8093 | 23.6856 | -7.8337 | 23.9777 | -10.3626
9181 | 25.1783 | -9.8073 | 25.1783 | -9.8073 | 23.6849 | -7.8343 | 23.9778 | -10.3624
9182 | 25.18 | -9.8053 | 25.18 | -9.8053 | 23.6842 | -7.835 | 23.9779 | -10.3623
9183 | 25.1817 | -9.8033 | 25.1817 | -9.8033 | 23.6835 | -7.8357 | 23.978 | -10.3622
9184 | 25.1834 | -9.8013 | 25.1834 | -9.8013 | 23.6828 | -7.8364 | 23.978 | -10.362
9185 | 25.185 | -9.7993 | 25.185 | -9.7993 | 23.6821 | -7.8371 | 23.9781 | -10.3619
9186 | 25.1867 | -9.7973 | 25.1867 | -9.7973 | 23.6814 | -7.8377 | 23.9782 | -10.3618
9187 | 25.1884 | -9.7953 | 25.1884 | -9.7953 | 23.6806 | -7.8384 | 23.9783 | -10.3616
9188 | 25.19 | -9.7933 | 25.19 | -9.7933 | 23.6799 | -7.8391 | 23.9784 | -10.3615
9189 | 25.1917 | -9.7913 | 25.1917 | -9.7913 | 23.6792 | -7.8398 | 23.9784 | -10.3614
9190 | 25.1933 | -9.7894 | 25.1933 | -9.7894 | 23.6785 | -7.8405 | 23.9785 | -10.3613
9191 | 25.195 | -9.7874 | 25.195 | -9.7874 | 23.6778 | -7.8411 | 23.9786 | -10.3611
9192 | 25.1966 | -9.7855 | 25.1966 | -9.7855 | 23.6771 | -7.8418 | 23.9787 | -10.361
9193 | 25.1982 | -9.7835 | 25.1982 | -9.7835 | 23.6764 | -7.8425 | 23.9788 | -10.3609
9194 | 25.1998 | -9.7816 | 25.1998 | -9.7816 | 23.6756 | -7.8432 | 23.9788 | -10.3607
9195 | 25.2014 | -9.7796 | 25.2014 | -9.7796 | 23.6749 | -7.8439 | 23.9789 | -10.3606
9196 | 25.2031 | -9.7777 | 25.2031 | -9.7777 | 23.6742 | -7.8445 | 23.979 | -10.3605
9197 | 25.2047 | -9.7758 | 25.2047 | -9.7758 | 23.6735 | -7.8452 | 23.9791 | -10.3603
9198 | 25.2063 | -9.7738 | 25.2063 | -9.7738 | 23.6728 | -7.8459 | 23.9792 | -10.3602
9199 | 25.2078 | -9.7719 | 25.2078 | -9.7719 | 23.6721 | -7.8466 | 23.9793 | -10.3601
9200 | 25.2094 | -9.77 | 25.2094 | -9.77 | 23.6714 | -7.8473 | 23.9793 | -10.36
9201 | 25.211 | -9.7681 | 25.211 | -9.7681 | 23.6706 | -7.8479 | 23.9794 | -10.3598
9202 | 25.2126 | -9.7662 | 25.2126 | -9.7662 | 23.6699 | -7.8486 | 23.9795 | -10.3597
9203 | 25.2142 | -9.7643 | 25.2142 | -9.7643 | 23.6692 | -7.8493 | 23.9796 | -10.3596
9204 | 25.2157 | -9.7625 | 25.2157 | -9.7625 | 23.6685 | -7.85 | 23.9797 | -10.3594
9205 | 25.2173 | -9.7606 | 25.2173 | -9.7606 | 23.6678 | -7.8506 | 23.9797 | -10.3593
9206 | 25.2188 | -9.7587 | 25.2188 | -9.7587 | 23.6671 | -7.8513 | 23.98 | -10.359
9207 | 25.2204 | -9.7568 | 25.2204 | -9.7568 | 23.6665 | -7.8519 | 23.9803 | -10.3586
9208 | 25.2219 | -9.755 | 25.2219 | -9.755 | 23.6659 | -7.8525 | 23.9806 | -10.3583
9209 | 25.2234 | -9.7531 | 25.2234 | -9.7531 | 23.6653 | -7.853 | 23.9809 | -10.358
9210 | 25.225 | -9.7513 | 25.225 | -9.7513 | 23.6646 | -7.8536 | 23.9811 | -10.3577
9211 | 25.2265 | -9.7494 | 25.2265 | -9.7494 | 23.664 | -7.8542 | 23.9814 | -10.3573
9212 | 25.228 | -9.7476 | 25.228 | -9.7476 | 23.6634 | -7.8548 | 23.9817 | -10.357
9213 | 25.2295 | -9.7457 | 25.2295 | -9.7457 | 23.6628 | -7.8554 | 23.982 | -10.3567
9214 | 25.231 | -9.7439 | 25.231 | -9.7439 | 23.6621 | -7.856 | 23.9823 | -10.3563
9215 | 25.2325 | -9.7421 | 25.2325 | -9.7421 | 23.6615 | -7.8566 | 23.9826 | -10.356
9216 | 25.234 | -9.7403 | 25.234 | -9.7403 | 23.6609 | -7.8571 | 23.9828 | -10.3557
9217 | 25.2355 | -9.7385 | 25.2355 | -9.7385 | 23.6603 | -7.8577 | 23.9831 | -10.3554
9218 | 25.237 | -9.7366 | 25.237 | -9.7366 | 23.6597 | -7.8583 | 23.9834 | -10.355
9219 | 25.2385 | -9.7348 | 25.2385 | -9.7348 | 23.659 | -7.8589 | 23.9837 | -10.3547
9220 | 25.24 | -9.733 | 25.24 | -9.733 | 23.6584 | -7.8595 | 23.984 | -10.3544
9221 | 25.2414 | -9.7313 | 25.2414 | -9.7313 | 23.6578 | -7.8601 | 23.9842 | -10.354
9222 | 25.2429 | -9.7295 | 25.2429 | -9.7295 | 23.6572 | -7.8607 | 23.9845 | -10.3537
9223 | 25.2443 | -9.7277 | 25.2443 | -9.7277 | 23.6565 | -7.8613 | 23.9848 | -10.3534
9224 | 25.2458 | -9.7259 | 25.2458 | -9.7259 | 23.6559 | -7.8619 | 23.9851 | -10.353
9225 | 25.2473 | -9.7241 | 25.2473 | -9.7241 | 23.6553 | -7.8624 | 23.9854 | -10.3527
9226 | 25.2487 | -9.7224 | 25.2487 | -9.7224 | 23.6547 | -7.863 | 23.9856 | -10.3524
9227 | 25.2501 | -9.7206 | 25.2501 | -9.7206 | 23.6541 | -7.8636 | 23.9859 | -10.3521
9228 | 25.2516 | -9.7189 | 25.2516 | -9.7189 | 23.6534 | -7.8642 | 23.9862 | -10.3517
9229 | 25.253 | -9.7171 | 25.253 | -9.7171 | 23.6528 | -7.8648 | 23.9865 | -10.3514
9230 | 25.2544 | -9.7154 | 25.2544 | -9.7154 | 23.6522 | -7.8654 | 23.9868 | -10.3511
9231 | 25.2558 | -9.7136 | 25.2558 | -9.7136 | 23.6516 | -7.866 | 23.987 | -10.3507
9232 | 25.2573 | -9.7119 | 25.2573 | -9.7119 | 23.6509 | -7.8666 | 23.9873 | -10.3504
9233 | 25.2587 | -9.7101 | 25.2587 | -9.7101 | 23.6503 | -7.8671 | 23.9876 | -10.3501
9234 | 25.2601 | -9.7084 | 25.2601 | -9.7084 | 23.6497 | -7.8677 | 23.9879 | -10.3498
9235 | 25.2615 | -9.7067 | 25.2615 | -9.7067 | 23.6491 | -7.8683 | 23.9882 | -10.3494
9236 | 25.2629 | -9.705 | 25.2629 | -9.705 | 23.6485 | -7.8689 | 23.9885 | -10.3491
9237 | 25.2643 | -9.7032 | 25.2643 | -9.7032 | 23.6478 | -7.8695 | 23.9887 | -10.3488
9238 | 25.2657 | -9.7015 | 25.2657 | -9.7015 | 23.6472 | -7.8701 | 23.989 | -10.3484
9239 | 25.267 | -9.6998 | 25.267 | -9.6998 | 23.6466 | -7.8707 | 23.9893 | -10.3481
9240 | 25.2684 | -9.6981 | 25.2684 | -9.6981 | 23.646 | -7.8713 | 23.9896 | -10.3478
9241 | 25.2698 | -9.6964 | 25.2698 | -9.6964 | 23.6453 | -7.8719 | 23.9899 | -10.3475
9242 | 25.2712 | -9.6947 | 25.2712 | -9.6947 | 23.6447 | -7.8724 | 23.9901 | -10.3471
9243 | 25.2725 | -9.693 | 25.2725 | -9.693 | 23.6441 | -7.873 | 23.9904 | -10.3468
9244 | 25.2739 | -9.6914 | 25.2739 | -9.6914 | 23.6435 | -7.8736 | 23.9907 | -10.3465
9245 | 25.2753 | -9.6897 | 25.2753 | -9.6897 | 23.6429 | -7.8742 | 23.991 | -10.3461
9246 | 25.2766 | -9.688 | 25.2766 | -9.688 | 23.6422 | -7.8748 | 23.9913 | -10.3458
9247 | 25.278 | -9.6863 | 25.278 | -9.6863 | 23.6416 | -7.8754 | 23.9915 | -10.3455
9248 | 25.2793 | -9.6846 | 25.2793 | -9.6846 | 23.641 | -7.876 | 23.9918 | -10.3451
9249 | 25.2807 | -9.683 | 25.2807 | -9.683 | 23.6404 | -7.8765 | 23.9921 | -10.3448
9250 | 25.282 | -9.6813 | 25.282 | -9.6813 | 23.6397 | -7.8771 | 23.9924 | -10.3445
9251 | 25.2834 | -9.6796 | 25.2834 | -9.6796 | 23.6391 | -7.8777 | 23.9927 | -10.3442
9252 | 25.2847 | -9.678 | 25.2847 | -9.678 | 23.6385 | -7.8783 | 23.9929 | -10.3438
9253 | 25.286 | -9.6763 | 25.286 | -9.6763 | 23.6379 | -7.8789 | 23.9932 | -10.3435
9254 | 25.2873 | -9.6747 | 25.2873 | -9.6747 | 23.6372 | -7.8795 | 23.9935 | -10.3432
9255 | 25.2887 | -9.673 | 25.2887 | -9.673 | 23.6366 | -7.8801 | 23.9938 | -10.3428
9256 | 25.29 | -9.6714 | 25.29 | -9.6714 | 23.636 | -7.8806 | 23.9939 | -10.3427
9257 | 25.2913 | -9.6698 | 25.2913 | -9.6698 | 23.6355 | -7.8812 | 23.994 | -10.3426
9258 | 25.2926 | -9.6681 | 25.2926 | -9.6681 | 23.6349 | -7.8817 | 23.994 | -10.3425
9259 | 25.2939 | -9.6665 | 25.2939 | -9.6665 | 23.6343 | -7.8822 | 23.9941 | -10.3423
9260 | 25.2952 | -9.6648 | 25.2952 | -9.6648 | 23.6338 | -7.8828 | 23.9942 | -10.3422
9261 | 25.2966 | -9.6632 | 25.2966 | -9.6632 | 23.6332 | -7.8833 | 23.9943 | -10.3421
9262 | 25.2979 | -9.6616 | 25.2979 | -9.6616 | 23.6326 | -7.8838 | 23.9944 | -10.3419
9263 | 25.2992 | -9.66 | 25.2992 | -9.66 | 23.6321 | -7.8844 | 23.9944 | -10.3418
9264 | 25.3005 | -9.6584 | 25.3005 | -9.6584 | 23.6315 | -7.8849 | 23.9945 | -10.3417
9265 | 25.3017 | -9.6567 | 25.3017 | -9.6567 | 23.6309 | -7.8854 | 23.9946 | -10.3416
9266 | 25.303 | -9.6551 | 25.303 | -9.6551 | 23.6304 | -7.8859 | 23.9947 | -10.3414
9267 | 25.3043 | -9.6535 | 25.3043 | -9.6535 | 23.6298 | -7.8865 | 23.9948 | -10.3413
9268 | 25.3056 | -9.6519 | 25.3056 | -9.6519 | 23.6292 | -7.887 | 23.9948 | -10.3412
9269 | 25.3069 | -9.6503 | 25.3069 | -9.6503 | 23.6287 | -7.8875 | 23.9949 | -10.341
9270 | 25.3082 | -9.6487 | 25.3082 | -9.6487 | 23.6281 | -7.8881 | 23.995 | -10.3409
9271 | 25.3095 | -9.6471 | 25.3095 | -9.6471 | 23.6276 | -7.8886 | 23.9951 | -10.3408
9272 | 25.3107 | -9.6455 | 25.3107 | -9.6455 | 23.627 | -7.8891 | 23.9952 | -10.3407
9273 | 25.312 | -9.6439 | 25.312 | -9.6439 | 23.6264 | -7.8897 | 23.9952 | -10.3405
9274 | 25.3133 | -9.6423 | 25.3133 | -9.6423 | 23.6259 | -7.8902 | 23.9953 | -10.3404
9275 | 25.3146 | -9.6407 | 25.3146 | -9.6407 | 23.6253 | -7.8907 | 23.9954 | -10.3403
9276 | 25.3158 | -9.6391 | 25.3158 | -9.6391 | 23.6247 | -7.8913 | 23.9955 | -10.3401
9277 | 25.3171 | -9.6375 | 25.3171 | -9.6375 | 23.6242 | -7.8918 | 23.9956 | -10.34
9278 | 25.3184 | -9.6359 | 25.3184 | -9.6359 | 23.6236 | -7.8923 | 23.9956 | -10.3399
9279 | 25.3196 | -9.6343 | 25.3196 | -9.6343 | 23.623 | -7.8929 | 23.9957 | -10.3398
9280 | 25.3209 | -9.6327 | 25.3209 | -9.6327 | 23.6225 | -7.8934 | 23.9958 | -10.3396
9281 | 25.3222 | -9.6311 | 25.3222 | -9.6311 | 23.6219 | -7.8939 | 23.9959 | -10.3395
9282 | 25.3234 | -9.6296 | 25.3234 | -9.6296 | 23.6213 | -7.8944 | 23.996 | -10.3394
9283 | 25.3247 | -9.628 | 25.3247 | -9.628 | 23.6208 | -7.895 | 23.9961 | -10.3392
9284 | 25.326 | -9.6264 | 25.326 | -9.6264 | 23.6202 | -7.8955 | 23.9961 | -10.3391
9285 | 25.3272 | -9.6248 | 25.3272 | -9.6248 | 23.6196 | -7.896 | 23.9962 | -10.339
9286 | 25.3285 | -9.6232 | 25.3285 | -9.6232 | 23.6191 | -7.8966 | 23.9963 | -10.3389
9287 | 25.3297 | -9.6217 | 25.3297 | -9.6217 | 23.6185 | -7.8971 | 23.9964 | -10.3387
9288 | 25.331 | -9.6201 | 25.331 | -9.6201 | 23.6179 | -7.8976 | 23.9965 | -10.3386
9289 | 25.3322 | -9.6185 | 25.3322 | -9.6185 | 23.6174 | -7.8982 | 23.9965 | -10.3385
9290 | 25.3335 | -9.6169 | 25.3335 | -9.6169 | 23.6168 | -7.8987 | 23.9966 | -10.3383
9291 | 25.3347 | -9.6153 | 25.3347 | -9.6153 | 23.6162 | -7.8992 | 23.9967 | -10.3382
9292 | 25.336 | -9.6138 | 25.336 | -9.6138 | 23.6157 | -7.8998 | 23.9968 | -10.3381
9293 | 25.3373 | -9.6122 | 25.3373 | -9.6122 | 23.6151 | -7.9003 | 23.9969 | -10.338
9294 | 25.3385 | -9.6106 | 25.3385 | -9.6106 | 23.6145 | -7.9008 | 23.9969 | -10.3378
9295 | 25.3398 | -9.609 | 25.3398 | -9.609 | 23.614 | -7.9014 | 23.997 | -10.3377
9296 | 25.341 | -9.6075 | 25.341 | -9.6075 | 23.6134 | -7.9019 | 23.9971 | -10.3376
9297 | 25.3423 | -9.6059 | 25.3423 | -9.6059 | 23.6128 | -7.9024 | 23.9972 | -10.3374
9298 | 25.3435 | -9.6043 | 25.3435 | -9.6043 | 23.6123 | -7.9029 | 23.9973 | -10.3373
9299 | 25.3448 | -9.6027 | 25.3448 | -9.6027 | 23.6117 | -7.9035 | 23.9973 | -10.3372
9300 | 25.346 | -9.6012 | 25.346 | -9.6012 | 23.6111 | -7.904 | 23.9974 | -10.3371
9301 | 25.3473 | -9.5996 | 25.3473 | -9.5996 | 23.6106 | -7.9046 | 23.9975 | -10.3369
9302 | 25.3485 | -9.598 | 25.3485 | -9.598 | 23.61 | -7.9051 | 23.9976 | -10.3368
9303 | 25.3498 | -9.5964 | 25.3498 | -9.5964 | 23.6094 | -7.9056 | 23.9977 | -10.3367
9304 | 25.351 | -9.5949 | 25.351 | -9.5949 | 23.6089 | -7.9061 | 23.9977 | -10.3365
9305 | 25.3523 | -9.5933 | 25.3523 | -9.5933 | 23.6083 | -7.9067 | 23.9978 | -10.3364
9306 | 25.3535 | -9.5917 | 25.3535 | -9.5917 | 23.6078 | -7.9072 | 23.9979 | -10.3363
9307 | 25.3548 | -9.5901 | 25.3548 | -9.5901 | 23.6073 | -7.9076 | 23.998 | -10.3362
9308 | 25.356 | -9.5885 | 25.356 | -9.5885 | 23.6068 | -7.9081 | 23.9981 | -10.336
9309 | 25.3573 | -9.587 | 25.3573 | -9.587 | 23.6063 | -7.9085 | 23.9981 | -10.3359
9310 | 25.3586 | -9.5854 | 25.3586 | -9.5854 | 23.6058 | -7.909 | 23.9982 | -10.3358
9311 | 25.3598 | -9.5838 | 25.3598 | -9.5838 | 23.6053 | -7.9095 | 23.9983 | -10.3356
9312 | 25.3611 | -9.5822 | 25.3611 | -9.5822 | 23.6048 | -7.9099 | 23.9984 | -10.3355
9313 | 25.3623 | -9.5806 | 25.3623 | -9.5806 | 23.6043 | -7.9104 | 23.9985 | -10.3354
9314 | 25.3636 | -9.579 | 25.3636 | -9.579 | 23.6038 | -7.9108 | 23.9986 | -10.3353
9315 | 25.3649 | -9.5775 | 25.3649 | -9.5775 | 23.6033 | -7.9113 | 23.9986 | -10.3351
9316 | 25.3661 | -9.5759 | 25.3661 | -9.5759 | 23.6029 | -7.9117 | 23.9987 | -10.335
9317 | 25.3674 | -9.5743 | 25.3674 | -9.5743 | 23.6024 | -7.9122 | 23.9988 | -10.3349
9318 | 25.3687 | -9.5727 | 25.3687 | -9.5727 | 23.6019 | -7.9127 | 23.9989 | -10.3347
9319 | 25.37 | -9.5711 | 25.37 | -9.5711 | 23.6014 | -7.9131 | 23.999 | -10.3346
9320 | 25.3712 | -9.5695 | 25.3712 | -9.5695 | 23.6009 | -7.9136 | 23.999 | -10.3345
9321 | 25.3725 | -9.5679 | 25.3725 | -9.5679 | 23.6004 | -7.914 | 23.9991 | -10.3344
9322 | 25.3738 | -9.5663 | 25.3738 | -9.5663 | 23.5999 | -7.9145 | 23.9992 | -10.3342
9323 | 25.3751 | -9.5647 | 25.3751 | -9.5647 | 23.5994 | -7.915 | 23.9993 | -10.3341
9324 | 25.3763 | -9.5631 | 25.3763 | -9.5631 | 23.5989 | -7.9154 | 23.9994 | -10.334
9325 | 25.3776 | -9.5615 | 25.3776 | -9.5615 | 23.5984 | -7.9159 | 23.9994 | -10.3338
9326 | 25.3789 | -9.5599 | 25.3789 | -9.5599 | 23.5979 | -7.9164 | 23.9995 | -10.3337
9327 | 25.3802 | -9.5582 | 25.3802 | -9.5582 | 23.5974 | -7.9168 | 23.9996 | -10.3336
9328 | 25.3815 | -9.5566 | 25.3815 | -9.5566 | 23.5969 | -7.9173 | 23.9997 | -10.3335
9329 | 25.3828 | -9.555 | 25.3828 | -9.555 | 23.5964 | -7.9177 | 23.9998 | -10.3333
9330 | 25.3841 | -9.5534 | 25.3841 | -9.5534 | 23.5959 | -7.9182 | 23.9998 | -10.3332
9331 | 25.3854 | -9.5518 | 25.3854 | -9.5518 | 23.5954 | -7.9187 | 23.9999 | -10.3331
9332 | 25.3867 | -9.5501 | 25.3867 | -9.5501 | 23.595 | -7.9191 | 24 | -10.333
9333 | 25.388 | -9.5485 | 25.388 | -9.5485 | 23.5945 | -7.9196 | 24.0001 | -10.3328
9334 | 25.3893 | -9.5469 | 25.3893 | -9.5469 | 23.594 | -7.92 | 24.0002 | -10.3327
9335 | 25.3906 | -9.5452 | 25.3906 | -9.5452 | 23.5935 | -7.9205 | 24.0002 | -10.3326
9336 | 25.392 | -9.5436 | 25.392 | -9.5436 | 23.593 | -7.921 | 24.0003 | -10.3324
9337 | 25.3933 | -9.542 | 25.3933 | -9.542 | 23.5925 | -7.9214 | 24.0004 | -10.3323
9338 | 25.3946 | -9.5403 | 25.3946 | -9.5403 | 23.592 | -7.9219 | 24.0005 | -10.3322
9339 | 25.3959 | -9.5387 | 25.3959 | -9.5387 | 23.5915 | -7.9223 | 24.0006 | -10.3321
9340 | 25.3973 | -9.537 | 25.3973 | -9.537 | 23.591 | -7.9228 | 24.0006 | -10.3319
9341 | 25.3986 | -9.5353 | 25.3986 | -9.5353 | 23.5905 | -7.9232 | 24.0007 | -10.3318
9342 | 25.3999 | -9.5337 | 25.3999 | -9.5337 | 23.59 | -7.9237 | 24.0008 | -10.3317
9343 | 25.4013 | -9.532 | 25.4013 | -9.532 | 23.5895 | -7.9242 | 24.0009 | -10.3315
9344 | 25.4026 | -9.5303 | 25.4026 | -9.5303 | 23.589 | -7.9246 | 24.001 | -10.3314
9345 | 25.404 | -9.5287 | 25.404 | -9.5287 | 23.5885 | -7.9251 | 24.001 | -10.3313
9346 | 25.4053 | -9.527 | 25.4053 | -9.527 | 23.588 | -7.9255 | 24.0011 | -10.3312
9347 | 25.4067 | -9.5253 | 25.4067 | -9.5253 | 23.5875 | -7.926 | 24.0012 | -10.331
9348 | 25.408 | -9.5236 | 25.408 | -9.5236 | 23.5871 | -7.9265 | 24.0013 | -10.3309
9349 | 25.4094 | -9.5219 | 25.4094 | -9.5219 | 23.5866 | -7.9269 | 24.0014 | -10.3308
9350 | 25.4108 | -9.5202 | 25.4108 | -9.5202 | 23.5861 | -7.9274 | 24.0014 | -10.3306
9351 | 25.4122 | -9.5185 | 25.4122 | -9.5185 | 23.5856 | -7.9278 | 24.0015 | -10.3305
9352 | 25.4135 | -9.5168 | 25.4135 | -9.5168 | 23.5851 | -7.9283 | 24.0016 | -10.3304
9353 | 25.4149 | -9.5151 | 25.4149 | -9.5151 | 23.5846 | -7.9288 | 24.0017 | -10.3303
9354 | 25.4163 | -9.5134 | 25.4163 | -9.5134 | 23.5841 | -7.9292 | 24.0018 | -10.3301
9355 | 25.4177 | -9.5117 | 25.4177 | -9.5117 | 23.5836 | -7.9297 | 24.0018 | -10.33
9356 | 25.4191 | -9.51 | 25.4191 | -9.51 | 23.5831 | -7.9302 | 24.0017 | -10.3301
9357 | 25.4205 | -9.5082 | 25.4205 | -9.5082 | 23.5825 | -7.9307 | 24.0016 | -10.3301
9358 | 25.4219 | -9.5065 | 25.4219 | -9.5065 | 23.5819 | -7.9312 | 24.0015 | -10.3302
9359 | 25.4233 | -9.5048 | 25.4233 | -9.5048 | 23.5814 | -7.9318 | 24.0014 | -10.3303
9360 | 25.4248 | -9.503 | 25.4248 | -9.503 | 23.5808 | -7.9323 | 24.0013 | -10.3304
9361 | 25.4262 | -9.5013 | 25.4262 | -9.5013 | 23.5802 | -7.9328 | 24.0011 | -10.3304
9362 | 25.4276 | -9.4995 | 25.4276 | -9.4995 | 23.5797 | -7.9334 | 24.001 | -10.3305
9363 | 25.4291 | -9.4978 | 25.4291 | -9.4978 | 23.5791 | -7.9339 | 24.0009 | -10.3306
9364 | 25.4305 | -9.496 | 25.4305 | -9.496 | 23.5786 | -7.9344 | 24.0008 | -10.3307
9365 | 25.432 | -9.4942 | 25.432 | -9.4942 | 23.578 | -7.9349 | 24.0007 | -10.3307
9366 | 25.4334 | -9.4924 | 25.4334 | -9.4924 | 23.5774 | -7.9355 | 24.0005 | -10.3308
9367 | 25.4349 | -9.4907 | 25.4349 | -9.4907 | 23.5769 | -7.936 | 24.0004 | -10.3309
9368 | 25.4363 | -9.4889 | 25.4363 | -9.4889 | 23.5763 | -7.9365 | 24.0003 | -10.3309
9369 | 25.4378 | -9.4871 | 25.4378 | -9.4871 | 23.5757 | -7.9371 | 24.0002 | -10.331
9370 | 25.4393 | -9.4853 | 25.4393 | -9.4853 | 23.5752 | -7.9376 | 24.0001 | -10.3311
9371 | 25.4408 | -9.4835 | 25.4408 | -9.4835 | 23.5746 | -7.9381 | 23.9999 | -10.3312
9372 | 25.4423 | -9.4817 | 25.4423 | -9.4817 | 23.5741 | -7.9386 | 23.9998 | -10.3312
9373 | 25.4437 | -9.4798 | 25.4437 | -9.4798 | 23.5735 | -7.9392 | 23.9997 | -10.3313
9374 | 25.4452 | -9.478 | 25.4452 | -9.478 | 23.5729 | -7.9397 | 23.9996 | -10.3314
9375 | 25.4468 | -9.4762 | 25.4468 | -9.4762 | 23.5724 | -7.9402 | 23.9995 | -10.3315
9376 | 25.4483 | -9.4744 | 25.4483 | -9.4744 | 23.5718 | -7.9408 | 23.9993 | -10.3315
9377 | 25.4498 | -9.4725 | 25.4498 | -9.4725 | 23.5712 | -7.9413 | 23.9992 | -10.3316
9378 | 25.4513 | -9.4707 | 25.4513 | -9.4707 | 23.5707 | -7.9418 | 23.9991 | -10.3317
9379 | 25.4529 | -9.4688 | 25.4529 | -9.4688 | 23.5701 | -7.9423 | 23.999 | -10.3317
9380 | 25.4544 | -9.4669 | 25.4544 | -9.4669 | 23.5696 | -7.9429 | 23.9989 | -10.3318
9381 | 25.4559 | -9.4651 | 25.4559 | -9.4651 | 23.569 | -7.9434 | 23.9987 | -10.3319
9382 | 25.4575 | -9.4632 | 25.4575 | -9.4632 | 23.5684 | -7.9439 | 23.9986 | -10.332
9383 | 25.4591 | -9.4613 | 25.4591 | -9.4613 | 23.5679 | -7.9445 | 23.9985 | -10.332
9384 | 25.4606 | -9.4594 | 25.4606 | -9.4594 | 23.5673 | -7.945 | 23.9984 | -10.3321
9385 | 25.4622 | -9.4575 | 25.4622 | -9.4575 | 23.5667 | -7.9455 | 23.9983 | -10.3322
9386 | 25.4638 | -9.4556 | 25.4638 | -9.4556 | 23.5662 | -7.946 | 23.9981 | -10.3323
9387 | 25.4654 | -9.4537 | 25.4654 | -9.4537 | 23.5656 | -7.9466 | 23.998 | -10.3323
9388 | 25.467 | -9.4518 | 25.467 | -9.4518 | 23.5651 | -7.9471 | 23.9979 | -10.3324
9389 | 25.4686 | -9.4499 | 25.4686 | -9.4499 | 23.5645 | -7.9476 | 23.9978 | -10.3325
9390 | 25.4702 | -9.4479 | 25.4702 | -9.4479 | 23.5639 | -7.9482 | 23.9977 | -10.3325
9391 | 25.4718 | -9.446 | 25.4718 | -9.446 | 23.5634 | -7.9487 | 23.9975 | -10.3326
9392 | 25.4734 | -9.444 | 25.4734 | -9.444 | 23.5628 | -7.9492 | 23.9974 | -10.3327
9393 | 25.4751 | -9.4421 | 25.4751 | -9.4421 | 23.5622 | -7.9497 | 23.9973 | -10.3328
9394 | 25.4767 | -9.4401 | 25.4767 | -9.4401 | 23.5617 | -7.9503 | 23.9972 | -10.3328
9395 | 25.4783 | -9.4381 | 25.4783 | -9.4381 | 23.5611 | -7.9508 | 23.9971 | -10.3329
9396 | 25.48 | -9.4362 | 25.48 | -9.4362 | 23.5606 | -7.9513 | 23.9969 | -10.333
9397 | 25.4817 | -9.4342 | 25.4817 | -9.4342 | 23.56 | -7.9519 | 23.9968 | -10.333
9398 | 25.4833 | -9.4322 | 25.4833 | -9.4322 | 23.5594 | -7.9524 | 23.9967 | -10.3331
9399 | 25.485 | -9.4302 | 25.485 | -9.4302 | 23.5589 | -7.9529 | 23.9966 | -10.3332
9400 | 25.4867 | -9.4282 | 25.4867 | -9.4282 | 23.5583 | -7.9534 | 23.9965 | -10.3333
9401 | 25.4884 | -9.4261 | 25.4884 | -9.4261 | 23.5577 | -7.954 | 23.9963 | -10.3333
9402 | 25.4901 | -9.4241 | 25.4901 | -9.4241 | 23.5572 | -7.9545 | 23.9962 | -10.3334
9403 | 25.4918 | -9.4221 | 25.4918 | -9.4221 | 23.5566 | -7.955 | 23.9961 | -10.3335
9404 | 25.4935 | -9.42 | 25.4935 | -9.42 | 23.5561 | -7.9556 | 23.996 | -10.3336
9405 | 25.4953 | -9.418 | 25.4953 | -9.418 | 23.5555 | -7.9561 | 23.9959 | -10.3336
9406 | 25.497 | -9.4159 | 25.497 | -9.4159 | 23.5548 | -7.9567 | 23.9957 | -10.3337
9407 | 25.4987 | -9.4139 | 25.4987 | -9.4139 | 23.5541 | -7.9574 | 23.9956 | -10.3338
9408 | 25.5005 | -9.4118 | 25.5005 | -9.4118 | 23.5534 | -7.9581 | 23.9955 | -10.3338
9409 | 25.5023 | -9.4097 | 25.5023 | -9.4097 | 23.5526 | -7.9588 | 23.9954 | -10.3339
9410 | 25.504 | -9.4076 | 25.504 | -9.4076 | 23.5519 | -7.9595 | 23.9953 | -10.334
9411 | 25.5058 | -9.4055 | 25.5058 | -9.4055 | 23.5512 | -7.9602 | 23.9951 | -10.3341
9412 | 25.5076 | -9.4034 | 25.5076 | -9.4034 | 23.5504 | -7.9609 | 23.995 | -10.3341
9413 | 25.5094 | -9.4013 | 25.5094 | -9.4013 | 23.5497 | -7.9616 | 23.9949 | -10.3342
9414 | 25.5112 | -9.3991 | 25.5112 | -9.3991 | 23.549 | -7.9623 | 23.9948 | -10.3343
9415 | 25.513 | -9.397 | 25.513 | -9.397 | 23.5483 | -7.963 | 23.9947 | -10.3344
9416 | 25.5149 | -9.3948 | 25.5149 | -9.3948 | 23.5475 | -7.9637 | 23.9945 | -10.3344
9417 | 25.5167 | -9.3927 | 25.5167 | -9.3927 | 23.5468 | -7.9644 | 23.9944 | -10.3345
9418 | 25.5185 | -9.3905 | 25.5185 | -9.3905 | 23.5461 | -7.9651 | 23.9943 | -10.3346
9419 | 25.5204 | -9.3883 | 25.5204 | -9.3883 | 23.5453 | -7.9658 | 23.9942 | -10.3347
9420 | 25.5222 | -9.3862 | 25.5222 | -9.3862 | 23.5446 | -7.9665 | 23.9941 | -10.3347
9421 | 25.5241 | -9.384 | 25.5241 | -9.384 | 23.5439 | -7.9672 | 23.9939 | -10.3348
9422 | 25.526 | -9.3818 | 25.526 | -9.3818 | 23.5432 | -7.9678 | 23.9938 | -10.3349
9423 | 25.5279 | -9.3795 | 25.5279 | -9.3795 | 23.5424 | -7.9685 | 23.9937 | -10.3349
9424 | 25.5298 | -9.3773 | 25.5298 | -9.3773 | 23.5417 | -7.9692 | 23.9936 | -10.335
9425 | 25.5317 | -9.3751 | 25.5317 | -9.3751 | 23.541 | -7.9699 | 23.9935 | -10.3351
9426 | 25.5336 | -9.3728 | 25.5336 | -9.3728 | 23.5402 | -7.9706 | 23.9933 | -10.3352
9427 | 25.5355 | -9.3706 | 25.5355 | -9.3706 | 23.5395 | -7.9713 | 23.9932 | -10.3352
9428 | 25.5375 | -9.3683 | 25.5375 | -9.3683 | 23.5388 | -7.972 | 23.9931 | -10.3353
9429 | 25.5394 | -9.3661 | 25.5394 | -9.3661 | 23.5381 | -7.9727 | 23.993 | -10.3354
9430 | 25.5414 | -9.3638 | 25.5414 | -9.3638 | 23.5373 | -7.9734 | 23.9929 | -10.3355
9431 | 25.5433 | -9.3615 | 25.5433 | -9.3615 | 23.5366 | -7.9741 | 23.9927 | -10.3355
9432 | 25.5453 | -9.3592 | 25.5453 | -9.3592 | 23.5359 | -7.9748 | 23.9926 | -10.3356
9433 | 25.5473 | -9.3569 | 25.5473 | -9.3569 | 23.5352 | -7.9755 | 23.9925 | -10.3357
9434 | 25.5493 | -9.3546 | 25.5493 | -9.3546 | 23.5344 | -7.9762 | 23.9924 | -10.3357
9435 | 25.5513 | -9.3522 | 25.5513 | -9.3522 | 23.5337 | -7.9769 | 23.9923 | -10.3358
9436 | 25.5533 | -9.3499 | 25.5533 | -9.3499 | 23.533 | -7.9776 | 23.9921 | -10.3359
9437 | 25.5554 | -9.3475 | 25.5554 | -9.3475 | 23.5322 | -7.9783 | 23.992 | -10.336
9438 | 25.5574 | -9.3452 | 25.5574 | -9.3452 | 23.5315 | -7.979 | 23.9919 | -10.336
9439 | 25.5595 | -9.3428 | 25.5595 | -9.3428 | 23.5308 | -7.9797 | 23.9918 | -10.3361
9440 | 25.5615 | -9.3404 | 25.5615 | -9.3404 | 23.5301 | -7.9803 | 23.9917 | -10.3362
9441 | 25.5636 | -9.338 | 25.5636 | -9.338 | 23.5293 | -7.981 | 23.9915 | -10.3363
9442 | 25.5657 | -9.3356 | 25.5657 | -9.3356 | 23.5286 | -7.9817 | 23.9914 | -10.3363
9443 | 25.5678 | -9.3332 | 25.5678 | -9.3332 | 23.5279 | -7.9824 | 23.9913 | -10.3364
9444 | 25.5699 | -9.3308 | 25.5699 | -9.3308 | 23.5271 | -7.9831 | 23.9912 | -10.3365
9445 | 25.572 | -9.3283 | 25.572 | -9.3283 | 23.5264 | -7.9838 | 23.9911 | -10.3366
9446 | 25.5741 | -9.3259 | 25.5741 | -9.3259 | 23.5257 | -7.9845 | 23.9909 | -10.3366
9447 | 25.5762 | -9.3234 | 25.5762 | -9.3234 | 23.525 | -7.9852 | 23.9908 | -10.3367
9448 | 25.5784 | -9.321 | 25.5784 | -9.321 | 23.5242 | -7.9859 | 23.9907 | -10.3368
9449 | 25.5805 | -9.3185 | 25.5805 | -9.3185 | 23.5235 | -7.9866 | 23.9906 | -10.3368
9450 | 25.5827 | -9.316 | 25.5827 | -9.316 | 23.5228 | -7.9873 | 23.9905 | -10.3369
9451 | 25.5849 | -9.3135 | 25.5849 | -9.3135 | 23.522 | -7.988 | 23.9903 | -10.337
9452 | 25.5871 | -9.311 | 25.5871 | -9.311 | 23.5213 | -7.9887 | 23.9902 | -10.3371
9453 | 25.5893 | -9.3085 | 25.5893 | -9.3085 | 23.5206 | -7.9894 | 23.9901 | -10.3371
9454 | 25.5915 | -9.3059 | 25.5915 | -9.3059 | 23.5199 | -7.9901 | 23.99 | -10.3372
9455 | 25.5937 | -9.3034 | 25.5937 | -9.3034 | 23.5191 | -7.9908 | 23.9899 | -10.3373
9456 | 25.5959 | -9.3008 | 25.5959 | -9.3008 | 23.5183 | -7.9916 | 23.9897 | -10.3374
9457 | 25.5982 | -9.2983 | 25.5982 | -9.2983 | 23.5174 | -7.9924 | 23.9896 | -10.3374
9458 | 25.6004 | -9.2957 | 25.6004 | -9.2957 | 23.5165 | -7.9933 | 23.9895 | -10.3375
9459 | 25.6027 | -9.2931 | 25.6027 | -9.2931 | 23.5156 | -7.9941 | 23.9894 | -10.3376
9460 | 25.605 | -9.2905 | 25.605 | -9.2905 | 23.5147 | -7.995 | 23.9893 | -10.3376
9461 | 25.6073 | -9.2879 | 25.6073 | -9.2879 | 23.5139 | -7.9958 | 23.9891 | -10.3377
9462 | 25.6096 | -9.2852 | 25.6096 | -9.2852 | 23.513 | -7.9967 | 23.989 | -10.3378
9463 | 25.6119 | -9.2826 | 25.6119 | -9.2826 | 23.5121 | -7.9975 | 23.9889 | -10.3379
9464 | 25.6142 | -9.2799 | 25.6142 | -9.2799 | 23.5112 | -7.9984 | 23.9888 | -10.3379
9465 | 25.6166 | -9.2773 | 25.6166 | -9.2773 | 23.5103 | -7.9992 | 23.9887 | -10.338
9466 | 25.6189 | -9.2746 | 25.6189 | -9.2746 | 23.5094 | -8.0001 | 23.9885 | -10.3381
9467 | 25.6213 | -9.2719 | 25.6213 | -9.2719 | 23.5085 | -8.001 | 23.9884 | -10.3382
9468 | 25.6236 | -9.2692 | 25.6236 | -9.2692 | 23.5076 | -8.0018 | 23.9883 | -10.3382
9469 | 25.626 | -9.2665 | 25.626 | -9.2665 | 23.5068 | -8.0027 | 23.9882 | -10.3383
9470 | 25.6284 | -9.2638 | 25.6284 | -9.2638 | 23.5059 | -8.0035 | 23.9881 | -10.3384
9471 | 25.6308 | -9.2611 | 25.6308 | -9.2611 | 23.505 | -8.0044 | 23.9879 | -10.3385
9472 | 25.6333 | -9.2583 | 25.6333 | -9.2583 | 23.5041 | -8.0052 | 23.9878 | -10.3385
9473 | 25.6357 | -9.2556 | 25.6357 | -9.2556 | 23.5032 | -8.0061 | 23.9877 | -10.3386
9474 | 25.6381 | -9.2528 | 25.6381 | -9.2528 | 23.5023 | -8.0069 | 23.9876 | -10.3387
9475 | 25.6406 | -9.25 | 25.6406 | -9.25 | 23.5014 | -8.0078 | 23.9875 | -10.3388
9476 | 25.6431 | -9.2472 | 25.6431 | -9.2472 | 23.5006 | -8.0086 | 23.9873 | -10.3388
9477 | 25.6456 | -9.2444 | 25.6456 | -9.2444 | 23.4997 | -8.0095 | 23.9872 | -10.3389
9478 | 25.648 | -9.2416 | 25.648 | -9.2416 | 23.4988 | -8.0103 | 23.9871 | -10.339
9479 | 25.6506 | -9.2388 | 25.6506 | -9.2388 | 23.4979 | -8.0112 | 23.987 | -10.339
9480 | 25.6531 | -9.2359 | 25.6531 | -9.2359 | 23.497 | -8.012 | 23.9869 | -10.3391
9481 | 25.6556 | -9.2331 | 25.6556 | -9.2331 | 23.4961 | -8.0129 | 23.9867 | -10.3392
9482 | 25.6582 | -9.2302 | 25.6582 | -9.2302 | 23.4952 | -8.0137 | 23.9866 | -10.3393
9483 | 25.6607 | -9.2273 | 25.6607 | -9.2273 | 23.4944 | -8.0146 | 23.9865 | -10.3393
9484 | 25.6633 | -9.2244 | 25.6633 | -9.2244 | 23.4935 | -8.0155 | 23.9864 | -10.3394
9485 | 25.6659 | -9.2215 | 25.6659 | -9.2215 | 23.4926 | -8.0163 | 23.9863 | -10.3395
9486 | 25.6685 | -9.2186 | 25.6685 | -9.2186 | 23.4917 | -8.0172 | 23.9861 | -10.3396
9487 | 25.6711 | -9.2157 | 25.6711 | -9.2157 | 23.4908 | -8.018 | 23.986 | -10.3396
9488 | 25.6737 | -9.2127 | 25.6737 | -9.2127 | 23.4899 | -8.0189 | 23.9859 | -10.3397
9489 | 25.6763 | -9.2098 | 25.6763 | -9.2098 | 23.489 | -8.0197 | 23.9858 | -10.3398
9490 | 25.679 | -9.2068 | 25.679 | -9.2068 | 23.4881 | -8.0206 | 23.9857 | -10.3399
9491 | 25.6816 | -9.2038 | 25.6816 | -9.2038 | 23.4873 | -8.0214 | 23.9855 | -10.3399
9492 | 25.6843 | -9.2008 | 25.6843 | -9.2008 | 23.4864 | -8.0223 | 23.9854 | -10.34
9493 | 25.687 | -9.1978 | 25.687 | -9.1978 | 23.4855 | -8.0231 | 23.9853 | -10.3401
9494 | 25.6897 | -9.1948 | 25.6897 | -9.1948 | 23.4846 | -8.024 | 23.9852 | -10.3402
9495 | 25.6924 | -9.1918 | 25.6924 | -9.1918 | 23.4837 | -8.0248 | 23.985 | -10.3402
9496 | 25.6951 | -9.1887 | 25.6951 | -9.1887 | 23.4828 | -8.0257 | 23.9849 | -10.3403
9497 | 25.6978 | -9.1857 | 25.6978 | -9.1857 | 23.4819 | -8.0265 | 23.9848 | -10.3404
9498 | 25.7006 | -9.1826 | 25.7006 | -9.1826 | 23.4811 | -8.0274 | 23.9847 | -10.3404
9499 | 25.7033 | -9.1795 | 25.7033 | -9.1795 | 23.4802 | -8.0282 | 23.9846 | -10.3405
9500 | 25.7061 | -9.1764 | 25.7061 | -9.1764 | 23.4793 | -8.0291 | 23.9844 | -10.3406
9501 | 25.7089 | -9.1733 | 25.7089 | -9.1733 | 23.4784 | -8.03 | 23.9843 | -10.3407
9502 | 25.7117 | -9.1702 | 25.7117 | -9.1702 | 23.4775 | -8.0308 | 23.9842 | -10.3407
9503 | 25.7145 | -9.1671 | 25.7145 | -9.1671 | 23.4766 | -8.0317 | 23.9841 | -10.3408
9504 | 25.7173 | -9.1639 | 25.7173 | -9.1639 | 23.4757 | -8.0325 | 23.984 | -10.3409
9505 | 25.7201 | -9.1608 | 25.7201 | -9.1608 | 23.4749 | -8.0334 | 23.9838 | -10.341
9506 | 25.723 | -9.1576 | 25.723 | -9.1576 | 23.4738 | -8.0343 | 23.9835 | -10.3412
9507 | 25.7258 | -9.1544 | 25.7258 | -9.1544 | 23.4728 | -8.0353 | 23.9832 | -10.3415
9508 | 25.7287 | -9.1512 | 25.7287 | -9.1512 | 23.4718 | -8.0364 | 23.9829 | -10.3418
9509 | 25.7316 | -9.148 | 25.7316 | -9.148 | 23.4707 | -8.0374 | 23.9826 | -10.3421
9510 | 25.7345 | -9.1448 | 25.7345 | -9.1448 | 23.4697 | -8.0384 | 23.9822 | -10.3423
9511 | 25.7374 | -9.1416 | 25.7374 | -9.1416 | 23.4686 | -8.0394 | 23.9819 | -10.3426
9512 | 25.7403 | -9.1383 | 25.7403 | -9.1383 | 23.4676 | -8.0404 | 23.9816 | -10.3429
9513 | 25.7432 | -9.1351 | 25.7432 | -9.1351 | 23.4666 | -8.0414 | 23.9813 | -10.3432
9514 | 25.7462 | -9.1318 | 25.7462 | -9.1318 | 23.4655 | -8.0424 | 23.981 | -10.3434
9515 | 25.7491 | -9.1285 | 25.7491 | -9.1285 | 23.4645 | -8.0434 | 23.9806 | -10.3437
9516 | 25.7521 | -9.1252 | 25.7521 | -9.1252 | 23.4634 | -8.0444 | 23.9803 | -10.344
9517 | 25.7551 | -9.1219 | 25.7551 | -9.1219 | 23.4624 | -8.0454 | 23.98 | -10.3443
9518 | 25.7581 | -9.1186 | 25.7581 | -9.1186 | 23.4614 | -8.0464 | 23.9797 | -10.3445
9519 | 25.7611 | -9.1153 | 25.7611 | -9.1153 | 23.4603 | -8.0474 | 23.9794 | -10.3448
9520 | 25.7641 | -9.1119 | 25.7641 | -9.1119 | 23.4593 | -8.0485 | 23.979 | -10.3451
9521 | 25.7671 | -9.1086 | 25.7671 | -9.1086 | 23.4582 | -8.0495 | 23.9787 | -10.3453
9522 | 25.7702 | -9.1052 | 25.7702 | -9.1052 | 23.4572 | -8.0505 | 23.9784 | -10.3456
9523 | 25.7732 | -9.1018 | 25.7732 | -9.1018 | 23.4561 | -8.0515 | 23.9781 | -10.3459
9524 | 25.7763 | -9.0985 | 25.7763 | -9.0985 | 23.4551 | -8.0525 | 23.9778 | -10.3462
9525 | 25.7794 | -9.0951 | 25.7794 | -9.0951 | 23.4541 | -8.0535 | 23.9774 | -10.3464
9526 | 25.7825 | -9.0916 | 25.7825 | -9.0916 | 23.453 | -8.0545 | 23.9771 | -10.3467
9527 | 25.7856 | -9.0882 | 25.7856 | -9.0882 | 23.452 | -8.0555 | 23.9768 | -10.347
9528 | 25.7887 | -9.0848 | 25.7887 | -9.0848 | 23.4509 | -8.0565 | 23.9765 | -10.3473
9529 | 25.7918 | -9.0813 | 25.7918 | -9.0813 | 23.4499 | -8.0575 | 23.9762 | -10.3475
9530 | 25.7949 | -9.0779 | 25.7949 | -9.0779 | 23.4489 | -8.0585 | 23.9758 | -10.3478
9531 | 25.7981 | -9.0744 | 25.7981 | -9.0744 | 23.4478 | -8.0595 | 23.9755 | -10.3481
9532 | 25.8013 | -9.0709 | 25.8013 | -9.0709 | 23.4468 | -8.0605 | 23.9752 | -10.3484
9533 | 25.8044 | -9.0674 | 25.8044 | -9.0674 | 23.4457 | -8.0616 | 23.9749 | -10.3486
9534 | 25.8076 | -9.0639 | 25.8076 | -9.0639 | 23.4447 | -8.0626 | 23.9746 | -10.3489
9535 | 25.8108 | -9.0604 | 25.8108 | -9.0604 | 23.4437 | -8.0636 | 23.9742 | -10.3492
9536 | 25.814 | -9.0569 | 25.814 | -9.0569 | 23.4426 | -8.0646 | 23.9739 | -10.3495
9537 | 25.8172 | -9.0533 | 25.8172 | -9.0533 | 23.4416 | -8.0656 | 23.9736 | -10.3497
9538 | 25.8205 | -9.0498 | 25.8205 | -9.0498 | 23.4405 | -8.0666 | 23.9733 | -10.35
9539 | 25.8237 | -9.0462 | 25.8237 | -9.0462 | 23.4395 | -8.0676 | 23.973 | -10.3503
9540 | 25.8269 | -9.0426 | 25.8269 | -9.0426 | 23.4384 | -8.0686 | 23.9726 | -10.3506
9541 | 25.8302 | -9.039 | 25.8302 | -9.039 | 23.4374 | -8.0696 | 23.9723 | -10.3508
9542 | 25.8335 | -9.0354 | 25.8335 | -9.0354 | 23.4364 | -8.0706 | 23.972 | -10.3511
9543 | 25.8368 | -9.0318 | 25.8368 | -9.0318 | 23.4353 | -8.0716 | 23.9717 | -10.3514
9544 | 25.8401 | -9.0282 | 25.8401 | -9.0282 | 23.4343 | -8.0726 | 23.9713 | -10.3517
9545 | 25.8434 | -9.0246 | 25.8434 | -9.0246 | 23.4332 | -8.0737 | 23.971 | -10.3519
9546 | 25.8467 | -9.0209 | 25.8467 | -9.0209 | 23.4322 | -8.0747 | 23.9707 | -10.3522
9547 | 25.85 | -9.0173 | 25.85 | -9.0173 | 23.4312 | -8.0757 | 23.9704 | -10.3525
9548 | 25.8533 | -9.0136 | 25.8533 | -9.0136 | 23.4301 | -8.0767 | 23.9701 | -10.3527
9549 | 25.8567 | -9.01 | 25.8567 | -9.01 | 23.4291 | -8.0777 | 23.9697 | -10.353
9550 | 25.86 | -9.0063 | 25.86 | -9.0063 | 23.428 | -8.0787 | 23.9694 | -10.3533
9551 | 25.8634 | -9.0026 | 25.8634 | -9.0026 | 23.427 | -8.0797 | 23.9691 | -10.3536
9552 | 25.8668 | -8.9989 | 25.8668 | -8.9989 | 23.4259 | -8.0807 | 23.9688 | -10.3538
9553 | 25.8702 | -8.9952 | 25.8702 | -8.9952 | 23.4249 | -8.0817 | 23.9685 | -10.3541
9554 | 25.8736 | -8.9915 | 25.8736 | -8.9915 | 23.4239 | -8.0827 | 23.9681 | -10.3544
9555 | 25.877 | -8.9877 | 25.877 | -8.9877 | 23.4228 | -8.0837 | 23.9678 | -10.3547
9556 | 25.8804 | -8.984 | 25.8804 | -8.984 | 23.4218 | -8.0847 | 23.9675 | -10.3549
9557 | 25.8838 | -8.9803 | 25.8838 | -8.9803 | 23.4207 | -8.0858 | 23.9672 | -10.3552
9558 | 25.8872 | -8.9765 | 25.8872 | -8.9765 | 23.4197 | -8.0868 | 23.9669 | -10.3555
9559 | 25.8907 | -8.9727 | 25.8907 | -8.9727 | 23.4186 | -8.0878 | 23.9665 | -10.3558
9560 | 25.8941 | -8.969 | 25.8941 | -8.969 | 23.4176 | -8.0888 | 23.9662 | -10.356
9561 | 25.8976 | -8.9652 | 25.8976 | -8.9652 | 23.4165 | -8.0899 | 23.9659 | -10.3563
9562 | 25.901 | -8.9614 | 25.901 | -8.9614 | 23.4155 | -8.0909 | 23.9656 | -10.3566
9563 | 25.9045 | -8.9576 | 25.9045 | -8.9576 | 23.4144 | -8.0919 | 23.9653 | -10.3569
9564 | 25.908 | -8.9538 | 25.908 | -8.9538 | 23.4133 | -8.0929 | 23.9649 | -10.3571
9565 | 25.9115 | -8.95 | 25.9115 | -8.95 | 23.4123 | -8.0939 | 23.9646 | -10.3574
9566 | 25.915 | -8.9461 | 25.915 | -8.9461 | 23.4112 | -8.095 | 23.9643 | -10.3577
9567 | 25.9185 | -8.9423 | 25.9185 | -8.9423 | 23.4102 | -8.096 | 23.964 | -10.358
9568 | 25.922 | -8.9385 | 25.922 | -8.9385 | 23.4091 | -8.097 | 23.9637 | -10.3582
9569 | 25.9255 | -8.9346 | 25.9255 | -8.9346 | 23.4081 | -8.098 | 23.9633 | -10.3585
9570 | 25.9291 | -8.9308 | 25.9291 | -8.9308 | 23.407 | -8.099 | 23.963 | -10.3588
9571 | 25.9326 | -8.9269 | 25.9326 | -8.9269 | 23.406 | -8.1001 | 23.9627 | -10.3591
9572 | 25.9362 | -8.923 | 25.9362 | -8.923 | 23.4049 | -8.1011 | 23.9624 | -10.3593
9573 | 25.9397 | -8.9192 | 25.9397 | -8.9192 | 23.4039 | -8.1021 | 23.9621 | -10.3596
9574 | 25.9433 | -8.9153 | 25.9433 | -8.9153 | 23.4028 | -8.1031 | 23.9617 | -10.3599
9575 | 25.9469 | -8.9114 | 25.9469 | -8.9114 | 23.4018 | -8.1041 | 23.9614 | -10.3602
9576 | 25.9504 | -8.9075 | 25.9504 | -8.9075 | 23.4007 | -8.1052 | 23.9611 | -10.3604
9577 | 25.954 | -8.9036 | 25.954 | -8.9036 | 23.3996 | -8.1062 | 23.9608 | -10.3607
9578 | 25.9576 | -8.8997 | 25.9576 | -8.8997 | 23.3986 | -8.1072 | 23.9604 | -10.361
9579 | 25.9612 | -8.8957 | 25.9612 | -8.8957 | 23.3975 | -8.1082 | 23.9601 | -10.3613
9580 | 25.9648 | -8.8918 | 25.9648 | -8.8918 | 23.3965 | -8.1092 | 23.9598 | -10.3615
9581 | 25.9684 | -8.8879 | 25.9684 | -8.8879 | 23.3954 | -8.1103 | 23.9595 | -10.3618
9582 | 25.972 | -8.8839 | 25.972 | -8.8839 | 23.3944 | -8.1113 | 23.9592 | -10.3621
9583 | 25.9756 | -8.88 | 25.9756 | -8.88 | 23.3933 | -8.1123 | 23.9588 | -10.3624
9584 | 25.9793 | -8.876 | 25.9793 | -8.876 | 23.3923 | -8.1133 | 23.9585 | -10.3626
9585 | 25.9829 | -8.8721 | 25.9829 | -8.8721 | 23.3912 | -8.1143 | 23.9582 | -10.3629
9586 | 25.9865 | -8.8681 | 25.9865 | -8.8681 | 23.3902 | -8.1154 | 23.9579 | -10.3632
9587 | 25.9902 | -8.8642 | 25.9902 | -8.8642 | 23.3891 | -8.1164 | 23.9576 | -10.3635
9588 | 25.9938 | -8.8602 | 25.9938 | -8.8602 | 23.3881 | -8.1174 | 23.9572 | -10.3637
9589 | 25.9975 | -8.8562 | 25.9975 | -8.8562 | 23.387 | -8.1184 | 23.9569 | -10.364
9590 | 26.0011 | -8.8522 | 26.0011 | -8.8522 | 23.3859 | -8.1195 | 23.9566 | -10.3643
9591 | 26.0048 | -8.8482 | 26.0048 | -8.8482 | 23.3849 | -8.1205 | 23.9563 | -10.3646
9592 | 26.0085 | -8.8442 | 26.0085 | -8.8442 | 23.3838 | -8.1215 | 23.956 | -10.3648
9593 | 26.0122 | -8.8402 | 26.0122 | -8.8402 | 23.3828 | -8.1225 | 23.9556 | -10.3651
9594 | 26.0158 | -8.8362 | 26.0158 | -8.8362 | 23.3817 | -8.1235 | 23.9553 | -10.3654
9595 | 26.0195 | -8.8322 | 26.0195 | -8.8322 | 23.3807 | -8.1246 | 23.955 | -10.3657
9596 | 26.0232 | -8.8282 | 26.0232 | -8.8282 | 23.3796 | -8.1256 | 23.9547 | -10.3659
9597 | 26.0269 | -8.8242 | 26.0269 | -8.8242 | 23.3786 | -8.1266 | 23.9544 | -10.3662
9598 | 26.0306 | -8.8202 | 26.0306 | -8.8202 | 23.3775 | -8.1276 | 23.954 | -10.3665
9599 | 26.0343 | -8.8162 | 26.0343 | -8.8162 | 23.3765 | -8.1286 | 23.9537 | -10.3668
9600 | 26.038 | -8.8121 | 26.038 | -8.8121 | 23.3754 | -8.1297 | 23.9534 | -10.367
9601 | 26.0417 | -8.8081 | 26.0417 | -8.8081 | 23.3744 | -8.1307 | 23.9531 | -10.3673
9602 | 26.0454 | -8.8041 | 26.0454 | -8.8041 | 23.3733 | -8.1317 | 23.9528 | -10.3676
9603 | 26.0491 | -8.8 | 26.0491 | -8.8 | 23.3722 | -8.1327 | 23.9524 | -10.3679
9604 | 26.0529 | -8.796 | 26.0529 | -8.796 | 23.3712 | -8.1337 | 23.9521 | -10.3681
9605 | 26.0566 | -8.7919 | 26.0566 | -8.7919 | 23.3701 | -8.1348 | 23.9518 | -10.3684
9606 | 26.0603 | -8.7879 | 26.0603 | -8.7879 | 23.369 | -8.1359 | 23.9513 | -10.3689
9607 | 26.064 | -8.7838 | 26.064 | -8.7838 | 23.3678 | -8.1371 | 23.9507 | -10.3694
9608 | 26.0678 | -8.7798 | 26.0678 | -8.7798 | 23.3666 | -8.1382 | 23.9502 | -10.3698
9609 | 26.0715 | -8.7757 | 26.0715 | -8.7757 | 23.3654 | -8.1394 | 23.9497 | -10.3703
9610 | 26.0752 | -8.7717 | 26.0752 | -8.7717 | 23.3642 | -8.1406 | 23.9492 | -10.3708
9611 | 26.079 | -8.7676 | 26.079 | -8.7676 | 23.363 | -8.1417 | 23.9487 | -10.3713
9612 | 26.0827 | -8.7635 | 26.0827 | -8.7635 | 23.3618 | -8.1429 | 23.9481 | -10.3717
9613 | 26.0865 | -8.7595 | 26.0865 | -8.7595 | 23.3606 | -8.1441 | 23.9476 | -10.3722
9614 | 26.0902 | -8.7554 | 26.0902 | -8.7554 | 23.3594 | -8.1452 | 23.9471 | -10.3727
9615 | 26.094 | -8.7513 | 26.094 | -8.7513 | 23.3582 | -8.1464 | 23.9466 | -10.3732
9616 | 26.0977 | -8.7473 | 26.0977 | -8.7473 | 23.357 | -8.1476 | 23.9461 | -10.3736
9617 | 26.1015 | -8.7432 | 26.1015 | -8.7432 | 23.3558 | -8.1487 | 23.9455 | -10.3741
9618 | 26.1052 | -8.7391 | 26.1052 | -8.7391 | 23.3546 | -8.1499 | 23.945 | -10.3746
9619 | 26.109 | -8.735 | 26.109 | -8.735 | 23.3534 | -8.1511 | 23.9445 | -10.3751
9620 | 26.1127 | -8.7309 | 26.1127 | -8.7309 | 23.3522 | -8.1522 | 23.944 | -10.3755
9621 | 26.1165 | -8.7269 | 26.1165 | -8.7269 | 23.351 | -8.1534 | 23.9435 | -10.376
9622 | 26.1202 | -8.7228 | 26.1202 | -8.7228 | 23.3498 | -8.1546 | 23.9429 | -10.3765
9623 | 26.124 | -8.7187 | 26.124 | -8.7187 | 23.3486 | -8.1557 | 23.9424 | -10.377
9624 | 26.1277 | -8.7146 | 26.1277 | -8.7146 | 23.3474 | -8.1569 | 23.9419 | -10.3774
9625 | 26.1315 | -8.7105 | 26.1315 | -8.7105 | 23.3462 | -8.1581 | 23.9414 | -10.3779
9626 | 26.1353 | -8.7065 | 26.1353 | -8.7065 | 23.345 | -8.1592 | 23.9409 | -10.3784
9627 | 26.139 | -8.7024 | 26.139 | -8.7024 | 23.3438 | -8.1604 | 23.9403 | -10.3789
9628 | 26.1428 | -8.6983 | 26.1428 | -8.6983 | 23.3426 | -8.1616 | 23.9398 | -10.3793
9629 | 26.1465 | -8.6942 | 26.1465 | -8.6942 | 23.3414 | -8.1627 | 23.9393 | -10.3798
9630 | 26.1503 | -8.6901 | 26.1503 | -8.6901 | 23.3402 | -8.1639 | 23.9388 | -10.3803
9631 | 26.1541 | -8.686 | 26.1541 | -8.686 | 23.339 | -8.1651 | 23.9382 | -10.3808
9632 | 26.1578 | -8.6819 | 26.1578 | -8.6819 | 23.3378 | -8.1662 | 23.9377 | -10.3812
9633 | 26.1616 | -8.6779 | 26.1616 | -8.6779 | 23.3366 | -8.1674 | 23.9372 | -10.3817
9634 | 26.1654 | -8.6738 | 26.1654 | -8.6738 | 23.3354 | -8.1686 | 23.9367 | -10.3822
9635 | 26.1691 | -8.6697 | 26.1691 | -8.6697 | 23.3342 | -8.1697 | 23.9362 | -10.3827
9636 | 26.1729 | -8.6656 | 26.1729 | -8.6656 | 23.333 | -8.1709 | 23.9356 | -10.3831
9637 | 26.1766 | -8.6615 | 26.1766 | -8.6615 | 23.3318 | -8.1721 | 23.9351 | -10.3836
9638 | 26.1804 | -8.6574 | 26.1804 | -8.6574 | 23.3306 | -8.1732 | 23.9346 | -10.3841
9639 | 26.1842 | -8.6533 | 26.1842 | -8.6533 | 23.3294 | -8.1744 | 23.9341 | -10.3846
9640 | 26.1879 | -8.6493 | 26.1879 | -8.6493 | 23.3282 | -8.1756 | 23.9336 | -10.385
9641 | 26.1917 | -8.6452 | 26.1917 | -8.6452 | 23.327 | -8.1767 | 23.933 | -10.3855
9642 | 26.1954 | -8.6411 | 26.1954 | -8.6411 | 23.3258 | -8.1779 | 23.9325 | -10.386
9643 | 26.1992 | -8.637 | 26.1992 | -8.637 | 23.3246 | -8.1791 | 23.932 | -10.3865
9644 | 26.2029 | -8.6329 | 26.2029 | -8.6329 | 23.3234 | -8.1802 | 23.9315 | -10.3869
9645 | 26.2067 | -8.6289 | 26.2067 | -8.6289 | 23.3222 | -8.1814 | 23.931 | -10.3874
9646 | 26.2105 | -8.6248 | 26.2105 | -8.6248 | 23.321 | -8.1826 | 23.9304 | -10.3879
9647 | 26.2142 | -8.6207 | 26.2142 | -8.6207 | 23.3198 | -8.1837 | 23.9299 | -10.3884
9648 | 26.218 | -8.6166 | 26.218 | -8.6166 | 23.3186 | -8.1849 | 23.9294 | -10.3888
9649 | 26.2217 | -8.6126 | 26.2217 | -8.6126 | 23.3174 | -8.1861 | 23.9289 | -10.3893
9650 | 26.2255 | -8.6085 | 26.2255 | -8.6085 | 23.3162 | -8.1872 | 23.9284 | -10.3898
9651 | 26.2292 | -8.6044 | 26.2292 | -8.6044 | 23.315 | -8.1884 | 23.9278 | -10.3903
9652 | 26.2329 | -8.6003 | 26.2329 | -8.6003 | 23.3138 | -8.1896 | 23.9273 | -10.3907
9653 | 26.2367 | -8.5963 | 26.2367 | -8.5963 | 23.3126 | -8.1907 | 23.9268 | -10.3912
9654 | 26.2404 | -8.5922 | 26.2404 | -8.5922 | 23.3114 | -8.1919 | 23.9263 | -10.3917
9655 | 26.2442 | -8.5881 | 26.2442 | -8.5881 | 23.3102 | -8.1931 | 23.9257 | -10.3922
9656 | 26.2479 | -8.5841 | 26.2479 | -8.5841 | 23.3088 | -8.1944 | 23.9252 | -10.3926
9657 | 26.2516 | -8.58 | 26.2516 | -8.58 | 23.3073 | -8.1959 | 23.9247 | -10.3931
9658 | 26.2554 | -8.576 | 26.2554 | -8.576 | 23.3059 | -8.1973 | 23.9242 | -10.3936
9659 | 26.2591 | -8.5719 | 26.2591 | -8.5719 | 23.3045 | -8.1987 | 23.9237 | -10.3941
9660 | 26.2628 | -8.5679 | 26.2628 | -8.5679 | 23.303 | -8.2001 | 23.9231 | -10.3945
9661 | 26.2666 | -8.5638 | 26.2666 | -8.5638 | 23.3016 | -8.2015 | 23.9226 | -10.395
9662 | 26.2703 | -8.5598 | 26.2703 | -8.5598 | 23.3001 | -8.2029 | 23.9221 | -10.3955
9663 | 26.274 | -8.5557 | 26.274 | -8.5557 | 23.2987 | -8.2043 | 23.9216 | -10.396
9664 | 26.2777 | -8.5517 | 26.2777 | -8.5517 | 23.2972 | -8.2057 | 23.9211 | -10.3964
9665 | 26.2814 | -8.5476 | 26.2814 | -8.5476 | 23.2958 | -8.2072 | 23.9205 | -10.3969
9666 | 26.2852 | -8.5436 | 26.2852 | -8.5436 | 23.2944 | -8.2086 | 23.92 | -10.3974
9667 | 26.2889 | -8.5396 | 26.2889 | -8.5396 | 23.2929 | -8.21 | 23.9195 | -10.3979
9668 | 26.2926 | -8.5355 | 26.2926 | -8.5355 | 23.2915 | -8.2114 | 23.919 | -10.3983
9669 | 26.2963 | -8.5315 | 26.2963 | -8.5315 | 23.29 | -8.2128 | 23.9185 | -10.3988
9670 | 26.3 | -8.5275 | 26.3 | -8.5275 | 23.2886 | -8.2142 | 23.9179 | -10.3993
9671 | 26.3037 | -8.5235 | 26.3037 | -8.5235 | 23.2871 | -8.2156 | 23.9174 | -10.3998
9672 | 26.3074 | -8.5194 | 26.3074 | -8.5194 | 23.2857 | -8.217 | 23.9169 | -10.4003
9673 | 26.3111 | -8.5154 | 26.3111 | -8.5154 | 23.2842 | -8.2184 | 23.9164 | -10.4007
9674 | 26.3148 | -8.5114 | 26.3148 | -8.5114 | 23.2828 | -8.2198 | 23.9158 | -10.4012
9675 | 26.3184 | -8.5074 | 26.3184 | -8.5074 | 23.2814 | -8.2213 | 23.9153 | -10.4017
9676 | 26.3221 | -8.5034 | 26.3221 | -8.5034 | 23.2799 | -8.2227 | 23.9148 | -10.4022
9677 | 26.3258 | -8.4994 | 26.3258 | -8.4994 | 23.2785 | -8.2241 | 23.9143 | -10.4026
9678 | 26.3295 | -8.4954 | 26.3295 | -8.4954 | 23.277 | -8.2255 | 23.9138 | -10.4031
9679 | 26.3331 | -8.4914 | 26.3331 | -8.4914 | 23.2756 | -8.2269 | 23.9132 | -10.4036
9680 | 26.3368 | -8.4874 | 26.3368 | -8.4874 | 23.2741 | -8.2283 | 23.9127 | -10.4041
9681 | 26.3405 | -8.4834 | 26.3405 | -8.4834 | 23.2727 | -8.2297 | 23.9122 | -10.4045
9682 | 26.3441 | -8.4794 | 26.3441 | -8.4794 | 23.2712 | -8.2311 | 23.9117 | -10.405
9683 | 26.3478 | -8.4755 | 26.3478 | -8.4755 | 23.2698 | -8.2325 | 23.9112 | -10.4055
9684 | 26.3514 | -8.4715 | 26.3514 | -8.4715 | 23.2684 | -8.234 | 23.9106 | -10.406
9685 | 26.3551 | -8.4675 | 26.3551 | -8.4675 | 23.2669 | -8.2354 | 23.9101 | -10.4064
9686 | 26.3587 | -8.4636 | 26.3587 | -8.4636 | 23.2655 | -8.2368 | 23.9096 | -10.4069
9687 | 26.3624 | -8.4596 | 26.3624 | -8.4596 | 23.264 | -8.2382 | 23.9091 | -10.4074
9688 | 26.366 | -8.4556 | 26.366 | -8.4556 | 23.2626 | -8.2396 | 23.9086 | -10.4079
9689 | 26.3696 | -8.4517 | 26.3696 | -8.4517 | 23.2611 | -8.241 | 23.908 | -10.4083
9690 | 26.3732 | -8.4477 | 26.3732 | -8.4477 | 23.2597 | -8.2424 | 23.9075 | -10.4088
9691 | 26.3768 | -8.4438 | 26.3768 | -8.4438 | 23.2583 | -8.2438 | 23.907 | -10.4093
9692 | 26.3805 | -8.4399 | 26.3805 | -8.4399 | 23.2568 | -8.2453 | 23.9065 | -10.4098
9693 | 26.3841 | -8.4359 | 26.3841 | -8.4359 | 23.2554 | -8.2467 | 23.9059 | -10.4102
9694 | 26.3877 | -8.432 | 26.3877 | -8.432 | 23.2539 | -8.2481 | 23.9054 | -10.4107
9695 | 26.3913 | -8.4281 | 26.3913 | -8.4281 | 23.2525 | -8.2495 | 23.9049 | -10.4112
9696 | 26.3948 | -8.4242 | 26.3948 | -8.4242 | 23.251 | -8.2509 | 23.9044 | -10.4117
9697 | 26.3984 | -8.4203 | 26.3984 | -8.4203 | 23.2496 | -8.2523 | 23.9039 | -10.4121
9698 | 26.402 | -8.4164 | 26.402 | -8.4164 | 23.2481 | -8.2537 | 23.9033 | -10.4126
9699 | 26.4056 | -8.4125 | 26.4056 | -8.4125 | 23.2467 | -8.2551 | 23.9028 | -10.4131
9700 | 26.4091 | -8.4086 | 26.4091 | -8.4086 | 23.2453 | -8.2566 | 23.9023 | -10.4136
9701 | 26.4127 | -8.4047 | 26.4127 | -8.4047 | 23.2438 | -8.258 | 23.9018 | -10.414
9702 | 26.4163 | -8.4008 | 26.4163 | -8.4008 | 23.2424 | -8.2594 | 23.9013 | -10.4145
9703 | 26.4198 | -8.397 | 26.4198 | -8.397 | 23.2409 | -8.2608 | 23.9007 | -10.415
9704 | 26.4233 | -8.3931 | 26.4233 | -8.3931 | 23.2395 | -8.2622 | 23.9002 | -10.4155
9705 | 26.4269 | -8.3892 | 26.4269 | -8.3892 | 23.238 | -8.2636 | 23.8997 | -10.416
9706 | 26.4304 | -8.3854 | 26.4304 | -8.3854 | 23.2365 | -8.2651 | 23.8992 | -10.4164
9707 | 26.4339 | -8.3815 | 26.4339 | -8.3815 | 23.2349 | -8.2667 | 23.8986 | -10.4169
9708 | 26.4374 | -8.3777 | 26.4374 | -8.3777 | 23.2334 | -8.2682 | 23.8981 | -10.4174
9709 | 26.441 | -8.3739 | 26.441 | -8.3739 | 23.2318 | -8.2697 | 23.8976 | -10.4179
9710 | 26.4445 | -8.37 | 26.4445 | -8.37 | 23.2302 | -8.2713 | 23.8971 | -10.4183
9711 | 26.4479 | -8.3662 | 26.4479 | -8.3662 | 23.2287 | -8.2728 | 23.8966 | -10.4188
9712 | 26.4514 | -8.3624 | 26.4514 | -8.3624 | 23.2271 | -8.2743 | 23.896 | -10.4193
9713 | 26.4549 | -8.3586 | 26.4549 | -8.3586 | 23.2255 | -8.2759 | 23.8955 | -10.4198
9714 | 26.4584 | -8.3548 | 26.4584 | -8.3548 | 23.224 | -8.2774 | 23.895 | -10.4202
9715 | 26.4619 | -8.351 | 26.4619 | -8.351 | 23.2224 | -8.2789 | 23.8945 | -10.4207
9716 | 26.4653 | -8.3472 | 26.4653 | -8.3472 | 23.2208 | -8.2804 | 23.894 | -10.4212
9717 | 26.4688 | -8.3435 | 26.4688 | -8.3435 | 23.2193 | -8.282 | 23.8934 | -10.4217
9718 | 26.4722 | -8.3397 | 26.4722 | -8.3397 | 23.2177 | -8.2835 | 23.8929 | -10.4221
9719 | 26.4756 | -8.3359 | 26.4756 | -8.3359 | 23.2161 | -8.285 | 23.8924 | -10.4226
9720 | 26.4791 | -8.3322 | 26.4791 | -8.3322 | 23.2146 | -8.2866 | 23.8919 | -10.4231
9721 | 26.4825 | -8.3285 | 26.4825 | -8.3285 | 23.213 | -8.2881 | 23.8914 | -10.4236
9722 | 26.4859 | -8.3247 | 26.4859 | -8.3247 | 23.2115 | -8.2896 | 23.8908 | -10.424
9723 | 26.4893 | -8.321 | 26.4893 | -8.321 | 23.2099 | -8.2912 | 23.8903 | -10.4245
9724 | 26.4927 | -8.3173 | 26.4927 | -8.3173 | 23.2083 | -8.2927 | 23.8898 | -10.425
9725 | 26.4961 | -8.3136 | 26.4961 | -8.3136 | 23.2068 | -8.2942 | 23.8893 | -10.4255
9726 | 26.4994 | -8.3099 | 26.4994 | -8.3099 | 23.2052 | -8.2958 | 23.8887 | -10.426
9727 | 26.5028 | -8.3062 | 26.5028 | -8.3062 | 23.2036 | -8.2973 | 23.8882 | -10.4264
9728 | 26.5061 | -8.3025 | 26.5061 | -8.3025 | 23.2021 | -8.2988 | 23.8877 | -10.4269
9729 | 26.5095 | -8.2988 | 26.5095 | -8.2988 | 23.2005 | -8.3004 | 23.8872 | -10.4274
9730 | 26.5128 | -8.2952 | 26.5128 | -8.2952 | 23.1989 | -8.3019 | 23.8867 | -10.4279
9731 | 26.5162 | -8.2915 | 26.5162 | -8.2915 | 23.1974 | -8.3034 | 23.8861 | -10.4283
9732 | 26.5195 | -8.2879 | 26.5195 | -8.2879 | 23.1958 | -8.305 | 23.8856 | -10.4288
9733 | 26.5228 | -8.2842 | 26.5228 | -8.2842 | 23.1942 | -8.3065 | 23.8851 | -10.4293
9734 | 26.5261 | -8.2806 | 26.5261 | -8.2806 | 23.1927 | -8.308 | 23.8846 | -10.4298
9735 | 26.5294 | -8.277 | 26.5294 | -8.277 | 23.1911 | -8.3096 | 23.8841 | -10.4302
9736 | 26.5327 | -8.2734 | 26.5327 | -8.2734 | 23.1895 | -8.3111 | 23.8835 | -10.4307
9737 | 26.5359 | -8.2698 | 26.5359 | -8.2698 | 23.188 | -8.3126 | 23.883 | -10.4312
9738 | 26.5392 | -8.2662 | 26.5392 | -8.2662 | 23.1864 | -8.3142 | 23.8825 | -10.4317
9739 | 26.5424 | -8.2626 | 26.5424 | -8.2626 | 23.1849 | -8.3157 | 23.882 | -10.4321
9740 | 26.5457 | -8.2591 | 26.5457 | -8.2591 | 23.1833 | -8.3172 | 23.8814 | -10.4326
9741 | 26.5489 | -8.2555 | 26.5489 | -8.2555 | 23.1817 | -8.3188 | 23.8809 | -10.4331
9742 | 26.5521 | -8.252 | 26.5521 | -8.252 | 23.1802 | -8.3203 | 23.8804 | -10.4336
9743 | 26.5553 | -8.2485 | 26.5553 | -8.2485 | 23.1786 | -8.3218 | 23.8799 | -10.434
9744 | 26.5585 | -8.2449 | 26.5585 | -8.2449 | 23.177 | -8.3233 | 23.8794 | -10.4345
9745 | 26.5617 | -8.2414 | 26.5617 | -8.2414 | 23.1755 | -8.3249 | 23.8788 | -10.435
9746 | 26.5649 | -8.2379 | 26.5649 | -8.2379 | 23.1739 | -8.3264 | 23.8783 | -10.4355
9747 | 26.568 | -8.2344 | 26.568 | -8.2344 | 23.1723 | -8.3279 | 23.8778 | -10.436
9748 | 26.5712 | -8.231 | 26.5712 | -8.231 | 23.1708 | -8.3295 | 23.8773 | -10.4364
9749 | 26.5743 | -8.2275 | 26.5743 | -8.2275 | 23.1692 | -8.331 | 23.8768 | -10.4369
9750 | 26.5775 | -8.2241 | 26.5775 | -8.2241 | 23.1676 | -8.3325 | 23.8762 | -10.4374
9751 | 26.5806 | -8.2206 | 26.5806 | -8.2206 | 23.1661 | -8.3341 | 23.8757 | -10.4379
9752 | 26.5837 | -8.2172 | 26.5837 | -8.2172 | 23.1645 | -8.3356 | 23.8752 | -10.4383
9753 | 26.5868 | -8.2138 | 26.5868 | -8.2138 | 23.1629 | -8.3371 | 23.8747 | -10.4388
9754 | 26.5899 | -8.2104 | 26.5899 | -8.2104 | 23.1614 | -8.3387 | 23.8741 | -10.4393
9755 | 26.5929 | -8.207 | 26.5929 | -8.207 | 23.1598 | -8.3402 | 23.8736 | -10.4398
9756 | 26.596 | -8.2036 | 26.596 | -8.2036 | 23.1582 | -8.3418 | 23.8729 | -10.4404
9757 | 26.599 | -8.2002 | 26.599 | -8.2002 | 23.1566 | -8.3433 | 23.8722 | -10.4411
9758 | 26.6021 | -8.1969 | 26.6021 | -8.1969 | 23.155 | -8.3449 | 23.8715 | -10.4418
9759 | 26.6051 | -8.1935 | 26.6051 | -8.1935 | 23.1534 | -8.3465 | 23.8707 | -10.4425
9760 | 26.6081 | -8.1902 | 26.6081 | -8.1902 | 23.1518 | -8.3481 | 23.87 | -10.4431
9761 | 26.6111 | -8.1869 | 26.6111 | -8.1869 | 23.1502 | -8.3496 | 23.8693 | -10.4438
9762 | 26.6141 | -8.1836 | 26.6141 | -8.1836 | 23.1486 | -8.3512 | 23.8686 | -10.4445
9763 | 26.617 | -8.1803 | 26.617 | -8.1803 | 23.147 | -8.3528 | 23.8679 | -10.4452
9764 | 26.62 | -8.177 | 26.62 | -8.177 | 23.1454 | -8.3544 | 23.8671 | -10.4459
9765 | 26.6229 | -8.1737 | 26.6229 | -8.1737 | 23.1438 | -8.3559 | 23.8664 | -10.4465
9766 | 26.6258 | -8.1705 | 26.6258 | -8.1705 | 23.1422 | -8.3575 | 23.8657 | -10.4472
9767 | 26.6288 | -8.1672 | 26.6288 | -8.1672 | 23.1406 | -8.3591 | 23.865 | -10.4479
9768 | 26.6317 | -8.164 | 26.6317 | -8.164 | 23.139 | -8.3606 | 23.8642 | -10.4486
9769 | 26.6346 | -8.1608 | 26.6346 | -8.1608 | 23.1374 | -8.3622 | 23.8635 | -10.4492
9770 | 26.6374 | -8.1576 | 26.6374 | -8.1576 | 23.1358 | -8.3638 | 23.8628 | -10.4499
9771 | 26.6403 | -8.1544 | 26.6403 | -8.1544 | 23.1342 | -8.3653 | 23.8621 | -10.4506
9772 | 26.6431 | -8.1513 | 26.6431 | -8.1513 | 23.1326 | -8.3669 | 23.8614 | -10.4513
9773 | 26.646 | -8.1481 | 26.646 | -8.1481 | 23.131 | -8.3685 | 23.8606 | -10.4519
9774 | 26.6488 | -8.145 | 26.6488 | -8.145 | 23.1294 | -8.3701 | 23.8599 | -10.4526
9775 | 26.6516 | -8.1418 | 26.6516 | -8.1418 | 23.1278 | -8.3716 | 23.8592 | -10.4533
9776 | 26.6544 | -8.1387 | 26.6544 | -8.1387 | 23.1261 | -8.3732 | 23.8585 | -10.454
9777 | 26.6571 | -8.1356 | 26.6571 | -8.1356 | 23.1245 | -8.3748 | 23.8578 | -10.4547
9778 | 26.6599 | -8.1325 | 26.6599 | -8.1325 | 23.1229 | -8.3763 | 23.857 | -10.4553
9779 | 26.6627 | -8.1295 | 26.6627 | -8.1295 | 23.1213 | -8.3779 | 23.8563 | -10.456
9780 | 26.6654 | -8.1264 | 26.6654 | -8.1264 | 23.1197 | -8.3795 | 23.8556 | -10.4567
9781 | 26.6681 | -8.1234 | 26.6681 | -8.1234 | 23.1181 | -8.3811 | 23.8549 | -10.4574
9782 | 26.6708 | -8.1203 | 26.6708 | -8.1203 | 23.1165 | -8.3826 | 23.8541 | -10.458
9783 | 26.6735 | -8.1173 | 26.6735 | -8.1173 | 23.1149 | -8.3842 | 23.8534 | -10.4587
9784 | 26.6762 | -8.1143 | 26.6762 | -8.1143 | 23.1133 | -8.3858 | 23.8527 | -10.4594
9785 | 26.6788 | -8.1113 | 26.6788 | -8.1113 | 23.1117 | -8.3873 | 23.852 | -10.4601
9786 | 26.6815 | -8.1084 | 26.6815 | -8.1084 | 23.1101 | -8.3889 | 23.8513 | -10.4607
9787 | 26.6841 | -8.1054 | 26.6841 | -8.1054 | 23.1085 | -8.3905 | 23.8505 | -10.4614
9788 | 26.6867 | -8.1025 | 26.6867 | -8.1025 | 23.1069 | -8.392 | 23.8498 | -10.4621
9789 | 26.6893 | -8.0996 | 26.6893 | -8.0996 | 23.1053 | -8.3936 | 23.8491 | -10.4628
9790 | 26.6919 | -8.0966 | 26.6919 | -8.0966 | 23.1037 | -8.3952 | 23.8484 | -10.4635
9791 | 26.6945 | -8.0938 | 26.6945 | -8.0938 | 23.1021 | -8.3968 | 23.8477 | -10.4641
9792 | 26.697 | -8.0909 | 26.697 | -8.0909 | 23.1005 | -8.3983 | 23.8469 | -10.4648
9793 | 26.6996 | -8.088 | 26.6996 | -8.088 | 23.0989 | -8.3999 | 23.8462 | -10.4655
9794 | 26.7021 | -8.0852 | 26.7021 | -8.0852 | 23.0973 | -8.4015 | 23.8455 | -10.4662
9795 | 26.7046 | -8.0823 | 26.7046 | -8.0823 | 23.0957 | -8.4031 | 23.8448 | -10.4668
9796 | 26.7071 | -8.0795 | 26.7071 | -8.0795 | 23.0941 | -8.4046 | 23.844 | -10.4675
9797 | 26.7096 | -8.0767 | 26.7096 | -8.0767 | 23.0925 | -8.4062 | 23.8433 | -10.4682
9798 | 26.712 | -8.0739 | 26.712 | -8.0739 | 23.0909 | -8.4078 | 23.8426 | -10.4689
9799 | 26.7145 | -8.0711 | 26.7145 | -8.0711 | 23.0893 | -8.4093 | 23.8419 | -10.4695
9800 | 26.7169 | -8.0684 | 26.7169 | -8.0684 | 23.0877 | -8.4109 | 23.8412 | -10.4702
9801 | 26.7193 | -8.0656 | 26.7193 | -8.0656 | 23.0861 | -8.4125 | 23.8404 | -10.4709
9802 | 26.7217 | -8.0629 | 26.7217 | -8.0629 | 23.0845 | -8.414 | 23.8397 | -10.4716
9803 | 26.7241 | -8.0602 | 26.7241 | -8.0602 | 23.0829 | -8.4156 | 23.839 | -10.4723
9804 | 26.7265 | -8.0575 | 26.7265 | -8.0575 | 23.0813 | -8.4172 | 23.8383 | -10.4729
9805 | 26.7289 | -8.0548 | 26.7289 | -8.0548 | 23.0797 | -8.4188 | 23.8376 | -10.4736
9806 | 26.7312 | -8.0522 | 26.7312 | -8.0522 | 23.0779 | -8.4205 | 23.8368 | -10.4743
9807 | 26.7335 | -8.0495 | 26.7335 | -8.0495 | 23.0762 | -8.4221 | 23.8361 | -10.475
9808 | 26.7358 | -8.0469 | 26.7358 | -8.0469 | 23.0745 | -8.4238 | 23.8354 | -10.4756
9809 | 26.7381 | -8.0443 | 26.7381 | -8.0443 | 23.0728 | -8.4255 | 23.8347 | -10.4763
9810 | 26.7404 | -8.0417 | 26.7404 | -8.0417 | 23.071 | -8.4272 | 23.8339 | -10.477
9811 | 26.7427 | -8.0391 | 26.7427 | -8.0391 | 23.0693 | -8.4289 | 23.8332 | -10.4777
9812 | 26.7449 | -8.0365 | 26.7449 | -8.0365 | 23.0676 | -8.4306 | 23.8325 | -10.4783
9813 | 26.7471 | -8.0339 | 26.7471 | -8.0339 | 23.0658 | -8.4323 | 23.8318 | -10.479
9814 | 26.7494 | -8.0314 | 26.7494 | -8.0314 | 23.0641 | -8.434 | 23.8311 | -10.4797
9815 | 26.7516 | -8.0289 | 26.7516 | -8.0289 | 23.0624 | -8.4357 | 23.8303 | -10.4804
9816 | 26.7537 | -8.0264 | 26.7537 | -8.0264 | 23.0607 | -8.4374 | 23.8296 | -10.4811
9817 | 26.7559 | -8.0239 | 26.7559 | -8.0239 | 23.0589 | -8.4391 | 23.8289 | -10.4817
9818 | 26.7581 | -8.0214 | 26.7581 | -8.0214 | 23.0572 | -8.4408 | 23.8282 | -10.4824
9819 | 26.7602 | -8.0189 | 26.7602 | -8.0189 | 23.0555 | -8.4425 | 23.8275 | -10.4831
9820 | 26.7623 | -8.0165 | 26.7623 | -8.0165 | 23.0537 | -8.4442 | 23.8267 | -10.4838
9821 | 26.7644 | -8.014 | 26.7644 | -8.014 | 23.052 | -8.4459 | 23.826 | -10.4844
9822 | 26.7665 | -8.0116 | 26.7665 | -8.0116 | 23.0503 | -8.4476 | 23.8253 | -10.4851
9823 | 26.7686 | -8.0092 | 26.7686 | -8.0092 | 23.0486 | -8.4493 | 23.8246 | -10.4858
9824 | 26.7707 | -8.0068 | 26.7707 | -8.0068 | 23.0468 | -8.451 | 23.8238 | -10.4865
9825 | 26.7727 | -8.0045 | 26.7727 | -8.0045 | 23.0451 | -8.4527 | 23.8231 | -10.4871
9826 | 26.7748 | -8.0021 | 26.7748 | -8.0021 | 23.0434 | -8.4544 | 23.8224 | -10.4878
9827 | 26.7768 | -7.9998 | 26.7768 | -7.9998 | 23.0416 | -8.4561 | 23.8217 | -10.4885
9828 | 26.7788 | -7.9974 | 26.7788 | -7.9974 | 23.0399 | -8.4578 | 23.821 | -10.4892
9829 | 26.7808 | -7.9951 | 26.7808 | -7.9951 | 23.0382 | -8.4595 | 23.8202 | -10.4899
9830 | 26.7827 | -7.9928 | 26.7827 | -7.9928 | 23.0365 | -8.4612 | 23.8195 | -10.4905
9831 | 26.7847 | -7.9906 | 26.7847 | -7.9906 | 23.0347 | -8.4629 | 23.8188 | -10.4912
9832 | 26.7866 | -7.9883 | 26.7866 | -7.9883 | 23.033 | -8.4646 | 23.8181 | -10.4919
9833 | 26.7886 | -7.986 | 26.7886 | -7.986 | 23.0313 | -8.4663 | 23.8173 | -10.4926
9834 | 26.7905 | -7.9838 | 26.7905 | -7.9838 | 23.0295 | -8.468 | 23.8166 | -10.4932
9835 | 26.7924 | -7.9816 | 26.7924 | -7.9816 | 23.0278 | -8.4696 | 23.8159 | -10.4939
9836 | 26.7942 | -7.9794 | 26.7942 | -7.9794 | 23.0261 | -8.4713 | 23.8152 | -10.4946
9837 | 26.7961 | -7.9772 | 26.7961 | -7.9772 | 23.0244 | -8.473 | 23.8145 | -10.4953
9838 | 26.798 | -7.975 | 26.798 | -7.975 | 23.0226 | -8.4747 | 23.8137 | -10.496
9839 | 26.7998 | -7.9729 | 26.7998 | -7.9729 | 23.0209 | -8.4764 | 23.813 | -10.4966
9840 | 26.8016 | -7.9707 | 26.8016 | -7.9707 | 23.0192 | -8.4781 | 23.8123 | -10.4973
9841 | 26.8034 | -7.9686 | 26.8034 | -7.9686 | 23.0174 | -8.4798 | 23.8116 | -10.498
9842 | 26.8052 | -7.9665 | 26.8052 | -7.9665 | 23.0157 | -8.4815 | 23.8109 | -10.4987
9843 | 26.807 | -7.9644 | 26.807 | -7.9644 | 23.014 | -8.4832 | 23.8101 | -10.4993
9844 | 26.8088 | -7.9623 | 26.8088 | -7.9623 | 23.0123 | -8.4849 | 23.8094 | -10.5
9845 | 26.8105 | -7.9602 | 26.8105 | -7.9602 | 23.0105 | -8.4866 | 23.8087 | -10.5007
9846 | 26.8122 | -7.9582 | 26.8122 | -7.9582 | 23.0088 | -8.4883 | 23.808 | -10.5014
9847 | 26.8139 | -7.9561 | 26.8139 | -7.9561 | 23.0071 | -8.49 | 23.8072 | -10.502
9848 | 26.8157 | -7.9541 | 26.8157 | -7.9541 | 23.0053 | -8.4917 | 23.8065 | -10.5027
9849 | 26.8173 | -7.9521 | 26.8173 | -7.9521 | 23.0036 | -8.4934 | 23.8058 | -10.5034
9850 | 26.819 | -7.9501 | 26.819 | -7.9501 | 23.0019 | -8.4951 | 23.8051 | -10.5041
9851 | 26.8207 | -7.9481 | 26.8207 | -7.9481 | 23.0002 | -8.4968 | 23.8044 | -10.5048
9852 | 26.8223 | -7.9461 | 26.8223 | -7.9461 | 22.9984 | -8.4985 | 23.8036 | -10.5054
9853 | 26.824 | -7.9442 | 26.824 | -7.9442 | 22.9967 | -8.5002 | 23.8029 | -10.5061
9854 | 26.8256 | -7.9422 | 26.8256 | -7.9422 | 22.995 | -8.5019 | 23.8022 | -10.5068
9855 | 26.8272 | -7.9403 | 26.8272 | -7.9403 | 22.9932 | -8.5036 | 23.8015 | -10.5075
9856 | 26.8288 | -7.9384 | 26.8288 | -7.9384 | 22.9916 | -8.5052 | 23.8008 | -10.5081
9857 | 26.8304 | -7.9365 | 26.8304 | -7.9365 | 22.99 | -8.5067 | 23.8 | -10.5088
9858 | 26.8319 | -7.9346 | 26.8319 | -7.9346 | 22.9884 | -8.5083 | 23.7993 | -10.5095
9859 | 26.8335 | -7.9327 | 26.8335 | -7.9327 | 22.9868 | -8.5099 | 23.7986 | -10.5102
9860 | 26.835 | -7.9308 | 26.835 | -7.9308 | 22.9852 | -8.5114 | 23.7979 | -10.5109
9861 | 26.8365 | -7.929 | 26.8365 | -7.929 | 22.9836 | -8.513 | 23.7971 | -10.5115
9862 | 26.838 | -7.9272 | 26.838 | -7.9272 | 22.982 | -8.5146 | 23.7964 | -10.5122
9863 | 26.8395 | -7.9253 | 26.8395 | -7.9253 | 22.9804 | -8.5162 | 23.7957 | -10.5129
9864 | 26.841 | -7.9235 | 26.841 | -7.9235 | 22.9788 | -8.5177 | 23.795 | -10.5136
9865 | 26.8425 | -7.9217 | 26.8425 | -7.9217 | 22.9772 | -8.5193 | 23.7943 | -10.5142
9866 | 26.8439 | -7.9199 | 26.8439 | -7.9199 | 22.9756 | -8.5209 | 23.7935 | -10.5149
9867 | 26.8454 | -7.9182 | 26.8454 | -7.9182 | 22.974 | -8.5225 | 23.7928 | -10.5156
9868 | 26.8468 | -7.9164 | 26.8468 | -7.9164 | 22.9724 | -8.524 | 23.7921 | -10.5163
9869 | 26.8482 | -7.9147 | 26.8482 | -7.9147 | 22.9708 | -8.5256 | 23.7914 | -10.517
9870 | 26.8496 | -7.913 | 26.8496 | -7.913 | 22.9692 | -8.5272 | 23.7906 | -10.5176
9871 | 26.851 | -7.9112 | 26.851 | -7.9112 | 22.9676 | -8.5288 | 23.7899 | -10.5183
9872 | 26.8524 | -7.9095 | 26.8524 | -7.9095 | 22.966 | -8.5303 | 23.7892 | -10.519
9873 | 26.8538 | -7.9078 | 26.8538 | -7.9078 | 22.9644 | -8.5319 | 23.7885 | -10.5197
9874 | 26.8551 | -7.9062 | 26.8551 | -7.9062 | 22.9628 | -8.5335 | 23.7878 | -10.5203
9875 | 26.8565 | -7.9045 | 26.8565 | -7.9045 | 22.9612 | -8.535 | 23.787 | -10.521
9876 | 26.8578 | -7.9028 | 26.8578 | -7.9028 | 22.9595 | -8.5366 | 23.7863 | -10.5217
9877 | 26.8591 | -7.9012 | 26.8591 | -7.9012 | 22.9579 | -8.5382 | 23.7856 | -10.5224
9878 | 26.8604 | -7.8996 | 26.8604 | -7.8996 | 22.9563 | -8.5398 | 23.7849 | -10.5231
9879 | 26.8617 | -7.898 | 26.8617 | -7.898 | 22.9547 | -8.5413 | 23.7841 | -10.5237
9880 | 26.863 | -7.8963 | 26.863 | -7.8963 | 22.9531 | -8.5429 | 23.7834 | -10.5244
9881 | 26.8643 | -7.8948 | 26.8643 | -7.8948 | 22.9515 | -8.5445 | 23.7827 | -10.5251
9882 | 26.8655 | -7.8932 | 26.8655 | -7.8932 | 22.9499 | -8.546 | 23.782 | -10.5258
9883 | 26.8668 | -7.8916 | 26.8668 | -7.8916 | 22.9483 | -8.5476 | 23.7813 | -10.5264
9884 | 26.868 | -7.8901 | 26.868 | -7.8901 | 22.9467 | -8.5492 | 23.7805 | -10.5271
9885 | 26.8692 | -7.8885 | 26.8692 | -7.8885 | 22.9451 | -8.5508 | 23.7798 | -10.5278
9886 | 26.8704 | -7.887 | 26.8704 | -7.887 | 22.9435 | -8.5523 | 23.7791 | -10.5285
9887 | 26.8716 | -7.8855 | 26.8716 | -7.8855 | 22.9419 | -8.5539 | 23.7784 | -10.5292
9888 | 26.8728 | -7.8839 | 26.8728 | -7.8839 | 22.9403 | -8.5555 | 23.7777 | -10.5298
9889 | 26.874 | -7.8825 | 26.874 | -7.8825 | 22.9387 | -8.5571 | 23.7769 | -10.5305
9890 | 26.8751 | -7.881 | 26.8751 | -7.881 | 22.9371 | -8.5586 | 23.7762 | -10.5312
9891 | 26.8763 | -7.8795 | 26.8763 | -7.8795 | 22.9355 | -8.5602 | 23.7755 | -10.5319
9892 | 26.8774 | -7.878 | 26.8774 | -7.878 | 22.9339 | -8.5618 | 23.7748 | -10.5325
9893 | 26.8786 | -7.8766 | 26.8786 | -7.8766 | 22.9323 | -8.5633 | 23.774 | -10.5332
9894 | 26.8797 | -7.8751 | 26.8797 | -7.8751 | 22.9307 | -8.5649 | 23.7733 | -10.5339
9895 | 26.8808 | -7.8737 | 26.8808 | -7.8737 | 22.9291 | -8.5665 | 23.7726 | -10.5346
9896 | 26.8819 | -7.8723 | 26.8819 | -7.8723 | 22.9275 | -8.5681 | 23.7719 | -10.5353
9897 | 26.8829 | -7.8709 | 26.8829 | -7.8709 | 22.9259 | -8.5696 | 23.7712 | -10.5359
9898 | 26.884 | -7.8695 | 26.884 | -7.8695 | 22.9242 | -8.5712 | 23.7704 | -10.5366
9899 | 26.8851 | -7.8681 | 26.8851 | -7.8681 | 22.9226 | -8.5728 | 23.7697 | -10.5373
9900 | 26.8861 | -7.8667 | 26.8861 | -7.8667 | 22.921 | -8.5744 | 23.769 | -10.538
9901 | 26.8872 | -7.8654 | 26.8872 | -7.8654 | 22.9194 | -8.5759 | 23.7683 | -10.5386
9902 | 26.8882 | -7.864 | 26.8882 | -7.864 | 22.9178 | -8.5775 | 23.7675 | -10.5393
9903 | 26.8892 | -7.8627 | 26.8892 | -7.8627 | 22.9162 | -8.5791 | 23.7668 | -10.54
9904 | 26.8902 | -7.8614 | 26.8902 | -7.8614 | 22.9146 | -8.5807 | 23.7661 | -10.5407
9905 | 26.8912 | -7.8601 | 26.8912 | -7.8601 | 22.913 | -8.5822 | 23.7654 | -10.5414
9906 | 26.8922 | -7.8587 | 26.8922 | -7.8587 | 22.9113 | -8.5839 | 23.7645 | -10.5422
9907 | 26.8931 | -7.8575 | 26.8931 | -7.8575 | 22.9097 | -8.5855 | 23.7635 | -10.5431
9908 | 26.8941 | -7.8562 | 26.8941 | -7.8562 | 22.908 | -8.5871 | 23.7626 | -10.544
9909 | 26.895 | -7.8549 | 26.895 | -7.8549 | 22.9063 | -8.5888 | 23.7617 | -10.5449
9910 | 26.896 | -7.8536 | 26.896 | -7.8536 | 22.9047 | -8.5904 | 23.7608 | -10.5457
9911 | 26.8969 | -7.8524 | 26.8969 | -7.8524 | 22.903 | -8.5921 | 23.7598 | -10.5466
9912 | 26.8978 | -7.8511 | 26.8978 | -7.8511 | 22.9013 | -8.5937 | 23.7589 | -10.5475
9913 | 26.8987 | -7.8499 | 26.8987 | -7.8499 | 22.8996 | -8.5953 | 23.758 | -10.5484
9914 | 26.8996 | -7.8487 | 26.8996 | -7.8487 | 22.898 | -8.597 | 23.7571 | -10.5493
9915 | 26.9005 | -7.8475 | 26.9005 | -7.8475 | 22.8963 | -8.5986 | 23.7562 | -10.5501
9916 | 26.9014 | -7.8463 | 26.9014 | -7.8463 | 22.8946 | -8.6003 | 23.7552 | -10.551
9917 | 26.9023 | -7.8451 | 26.9023 | -7.8451 | 22.893 | -8.6019 | 23.7543 | -10.5519
9918 | 26.9031 | -7.8439 | 26.9031 | -7.8439 | 22.8913 | -8.6036 | 23.7534 | -10.5528
9919 | 26.904 | -7.8427 | 26.904 | -7.8427 | 22.8896 | -8.6052 | 23.7525 | -10.5537
9920 | 26.9048 | -7.8416 | 26.9048 | -7.8416 | 22.8879 | -8.6068 | 23.7516 | -10.5545
9921 | 26.9056 | -7.8404 | 26.9056 | -7.8404 | 22.8863 | -8.6085 | 23.7506 | -10.5554
9922 | 26.9064 | -7.8393 | 26.9064 | -7.8393 | 22.8846 | -8.6101 | 23.7497 | -10.5563
9923 | 26.9073 | -7.8381 | 26.9073 | -7.8381 | 22.8829 | -8.6118 | 23.7488 | -10.5572
9924 | 26.9081 | -7.837 | 26.9081 | -7.837 | 22.8813 | -8.6134 | 23.7479 | -10.558
9925 | 26.9088 | -7.8359 | 26.9088 | -7.8359 | 22.8796 | -8.615 | 23.7469 | -10.5589
9926 | 26.9096 | -7.8348 | 26.9096 | -7.8348 | 22.8779 | -8.6167 | 23.746 | -10.5598
9927 | 26.9104 | -7.8337 | 26.9104 | -7.8337 | 22.8762 | -8.6183 | 23.7451 | -10.5607
9928 | 26.9112 | -7.8326 | 26.9112 | -7.8326 | 22.8746 | -8.62 | 23.7442 | -10.5616
9929 | 26.9119 | -7.8315 | 26.9119 | -7.8315 | 22.8729 | -8.6216 | 23.7433 | -10.5624
9930 | 26.9126 | -7.8305 | 26.9126 | -7.8305 | 22.8712 | -8.6232 | 23.7423 | -10.5633
9931 | 26.9134 | -7.8294 | 26.9134 | -7.8294 | 22.8696 | -8.6249 | 23.7414 | -10.5642
9932 | 26.9141 | -7.8284 | 26.9141 | -7.8284 | 22.8679 | -8.6265 | 23.7405 | -10.5651
9933 | 26.9148 | -7.8273 | 26.9148 | -7.8273 | 22.8662 | -8.6282 | 23.7396 | -10.5659
9934 | 26.9155 | -7.8263 | 26.9155 | -7.8263 | 22.8645 | -8.6298 | 23.7386 | -10.5668
9935 | 26.9162 | -7.8253 | 26.9162 | -7.8253 | 22.8629 | -8.6314 | 23.7377 | -10.5677
9936 | 26.9169 | -7.8243 | 26.9169 | -7.8243 | 22.8612 | -8.6331 | 23.7368 | -10.5686
9937 | 26.9176 | -7.8233 | 26.9176 | -7.8233 | 22.8595 | -8.6347 | 23.7359 | -10.5695
9938 | 26.9183 | -7.8223 | 26.9183 | -7.8223 | 22.8578 | -8.6364 | 23.735 | -10.5703
9939 | 26.9189 | -7.8213 | 26.9189 | -7.8213 | 22.8562 | -8.638 | 23.734 | -10.5712
9940 | 26.9196 | -7.8203 | 26.9196 | -7.8203 | 22.8545 | -8.6396 | 23.7331 | -10.5721
9941 | 26.9202 | -7.8193 | 26.9202 | -7.8193 | 22.8528 | -8.6413 | 23.7322 | -10.573
9942 | 26.9209 | -7.8184 | 26.9209 | -7.8184 | 22.8512 | -8.6429 | 23.7313 | -10.5739
9943 | 26.9215 | -7.8174 | 26.9215 | -7.8174 | 22.8495 | -8.6446 | 23.7303 | -10.5747
9944 | 26.9221 | -7.8165 | 26.9221 | -7.8165 | 22.8478 | -8.6462 | 23.7294 | -10.5756
9945 | 26.9227 | -7.8155 | 26.9227 | -7.8155 | 22.8461 | -8.6478 | 23.7285 | -10.5765
9946 | 26.9233 | -7.8146 | 26.9233 | -7.8146 | 22.8445 | -8.6495 | 23.7276 | -10.5774
9947 | 26.9239 | -7.8137 | 26.9239 | -7.8137 | 22.8428 | -8.6511 | 23.7267 | -10.5782
9948 | 26.9245 | -7.8127 | 26.9245 | -7.8127 | 22.8411 | -8.6528 | 23.7257 | -10.5791
9949 | 26.9251 | -7.8118 | 26.9251 | -7.8118 | 22.8395 | -8.6544 | 23.7248 | -10.58
9950 | 26.9257 | -7.8109 | 26.9257 | -7.8109 | 22.8378 | -8.6561 | 23.7239 | -10.5809
9951 | 26.9263 | -7.81 | 26.9263 | -7.81 | 22.8361 | -8.6577 | 23.723 | -10.5818
9952 | 26.9268 | -7.8091 | 26.9268 | -7.8091 | 22.8344 | -8.6593 | 23.722 | -10.5826
9953 | 26.9274 | -7.8083 | 26.9274 | -7.8083 | 22.8328 | -8.661 | 23.7211 | -10.5835
9954 | 26.9279 | -7.8074 | 26.9279 | -7.8074 | 22.8311 | -8.6626 | 23.7202 | -10.5844
9955 | 26.9285 | -7.8065 | 26.9285 | -7.8065 | 22.8294 | -8.6642 | 23.7193 | -10.5853
9956 | 26.929 | -7.8057 | 26.929 | -7.8057 | 22.8279 | -8.6658 | 23.7185 | -10.586
9957 | 26.9296 | -7.8048 | 26.9296 | -7.8048 | 22.8263 | -8.6673 | 23.7177 | -10.5867
9958 | 26.9301 | -7.804 | 26.9301 | -7.804 | 22.8248 | -8.6688 | 23.717 | -10.5874
9959 | 26.9306 | -7.8031 | 26.9306 | -7.8031 | 22.8232 | -8.6703 | 23.7162 | -10.5882
9960 | 26.9311 | -7.8023 | 26.9311 | -7.8023 | 22.8217 | -8.6718 | 23.7154 | -10.5889
9961 | 26.9316 | -7.8015 | 26.9316 | -7.8015 | 22.8201 | -8.6733 | 23.7147 | -10.5896
9962 | 26.9321 | -7.8006 | 26.9321 | -7.8006 | 22.8186 | -8.6749 | 23.7139 | -10.5903
9963 | 26.9326 | -7.7998 | 26.9326 | -7.7998 | 22.8171 | -8.6764 | 23.7131 | -10.5911
9964 | 26.9331 | -7.799 | 26.9331 | -7.799 | 22.8155 | -8.6779 | 23.7124 | -10.5918
9965 | 26.9336 | -7.7982 | 26.9336 | -7.7982 | 22.814 | -8.6794 | 23.7116 | -10.5925
9966 | 26.9341 | -7.7974 | 26.9341 | -7.7974 | 22.8124 | -8.6809 | 23.7108 | -10.5932
9967 | 26.9345 | -7.7966 | 26.9345 | -7.7966 | 22.8109 | -8.6824 | 23.7101 | -10.5939
9968 | 26.935 | -7.7958 | 26.935 | -7.7958 | 22.8093 | -8.6839 | 23.7093 | -10.5947
9969 | 26.9355 | -7.795 | 26.9355 | -7.795 | 22.8078 | -8.6855 | 23.7085 | -10.5954
9970 | 26.9359 | -7.7942 | 26.9359 | -7.7942 | 22.8062 | -8.687 | 23.7078 | -10.5961
9971 | 26.9364 | -7.7935 | 26.9364 | -7.7935 | 22.8047 | -8.6885 | 23.707 | -10.5968
9972 | 26.9368 | -7.7927 | 26.9368 | -7.7927 | 22.8031 | -8.69 | 23.7062 | -10.5976
9973 | 26.9373 | -7.7919 | 26.9373 | -7.7919 | 22.8016 | -8.6915 | 23.7055 | -10.5983
9974 | 26.9377 | -7.7912 | 26.9377 | -7.7912 | 22.8 | -8.693 | 23.7047 | -10.599
9975 | 26.9381 | -7.7904 | 26.9381 | -7.7904 | 22.7985 | -8.6945 | 23.7039 | -10.5997
9976 | 26.9386 | -7.7896 | 26.9386 | -7.7896 | 22.797 | -8.6961 | 23.7032 | -10.6005
9977 | 26.939 | -7.7889 | 26.939 | -7.7889 | 22.7954 | -8.6976 | 23.7024 | -10.6012
9978 | 26.9394 | -7.7882 | 26.9394 | -7.7882 | 22.7939 | -8.6991 | 23.7016 | -10.6019
9979 | 26.9398 | -7.7874 | 26.9398 | -7.7874 | 22.7923 | -8.7006 | 23.7009 | -10.6026
9980 | 26.9402 | -7.7867 | 26.9402 | -7.7867 | 22.7908 | -8.7021 | 23.7001 | -10.6033
9981 | 26.9406 | -7.7859 | 26.9406 | -7.7859 | 22.7892 | -8.7036 | 23.6993 | -10.6041
9982 | 26.9411 | -7.7852 | 26.9411 | -7.7852 | 22.7877 | -8.7051 | 23.6986 | -10.6048
9983 | 26.9415 | -7.7845 | 26.9415 | -7.7845 | 22.7861 | -8.7067 | 23.6978 | -10.6055
9984 | 26.9419 | -7.7837 | 26.9419 | -7.7837 | 22.7846 | -8.7082 | 23.697 | -10.6062
9985 | 26.9423 | -7.783 | 26.9423 | -7.783 | 22.783 | -8.7097 | 23.6963 | -10.607
9986 | 26.9427 | -7.7823 | 26.9427 | -7.7823 | 22.7815 | -8.7112 | 23.6955 | -10.6077
9987 | 26.943 | -7.7816 | 26.943 | -7.7816 | 22.7799 | -8.7127 | 23.6947 | -10.6084
9988 | 26.9434 | -7.7809 | 26.9434 | -7.7809 | 22.7784 | -8.7142 | 23.694 | -10.6091
9989 | 26.9438 | -7.7802 | 26.9438 | -7.7802 | 22.7769 | -8.7158 | 23.6932 | -10.6099
9990 | 26.9442 | -7.7794 | 26.9442 | -7.7794 | 22.7753 | -8.7173 | 23.6924 | -10.6106
9991 | 26.9446 | -7.7787 | 26.9446 | -7.7787 | 22.7738 | -8.7188 | 23.6917 | -10.6113
9992 | 26.945 | -7.778 | 26.945 | -7.778 | 22.7722 | -8.7203 | 23.6909 | -10.612
9993 | 26.9454 | -7.7773 | 26.9454 | -7.7773 | 22.7707 | -8.7218 | 23.6901 | -10.6127
9994 | 26.9458 | -7.7766 | 26.9458 | -7.7766 | 22.7691 | -8.7233 | 23.6894 | -10.6135
9995 | 26.9461 | -7.7759 | 26.9461 | -7.7759 | 22.7676 | -8.7248 | 23.6886 | -10.6142
9996 | 26.9465 | -7.7752 | 26.9465 | -7.7752 | 22.766 | -8.7264 | 23.6878 | -10.6149
9997 | 26.9469 | -7.7745 | 26.9469 | -7.7745 | 22.7645 | -8.7279 | 23.6871 | -10.6156
9998 | 26.9473 | -7.7738 | 26.9473 | -7.7738 | 22.7629 | -8.7294 | 23.6863 | -10.6164
9999 | 26.9476 | -7.7731 | 26.9476 | -7.7731 | 22.7614 | -8.7309 | 23.6855 | -10.6171
10000 | 26.948 | -7.7724 | 26.948 | -7.7724 | 22.7598 | -8.7324 | 23.6848 | -10.6178
10001
10002
10003
10004
10005
10006
10007
10008
10009
10010
10011
10012
10013
10014
10015
10016
10017
10018
10019
10020
10021
10022
10023
10024
10025
10026
10027
10028
10029
10030
10031
10032
10033
10034
10035
10036
10037
10038
10039
10040
10041
10042
10043
10044
10045
10046
10047
10048
10049
10050
10051
10052
10053
10054
10055
10056
10057
10058
10059
10060
10061
10062
10063
10064
10065
10066
10067
10068
10069
10070
10071
10072
10073
10074
10075
10076
10077
10078
10079
10080
10081
10082
10083
10084
10085
10086
10087
10088
10089
10090
10091
10092
10093
10094
10095
10096
10097
10098
10099
10100
10101
10102
10103
10104
10105
10106
10107
10108
10109
10110
10111
10112
10113
10114
10115
10116
10117
10118
10119
10120
10121
10122
10123
10124
10125
10126
10127
10128
10129
10130
10131
10132
10133
10134
10135
10136
10137
10138
10139
10140
10141
10142
10143
10144
10145
10146
10147
10148
10149
10150
10151
10152
10153
10154
10155
10156
10157
10158
10159
10160
10161
10162
10163
10164
10165
10166
10167
10168
10169
10170
10171
10172
10173
10174
10175
10176
10177
10178
10179
10180
10181
10182
10183
10184
10185
10186
10187
10188
10189
10190
10191
10192
10193
10194
10195
10196
10197
10198
10199
10200
10201
10202
10203
10204
10205
10206
10207
10208
10209
10210
10211
10212
10213
10214
10215
10216
10217
10218
10219
10220
10221
10222
10223
10224
10225
10226
10227
10228
10229
10230
10231
10232
10233
10234
10235
10236
10237
10238
10239
10240
10241
10242
10243
10244
10245
10246
10247
10248
10249
10250
10251
10252
10253
10254
10255
10256
10257
10258
10259
10260
10261
10262
10263
10264
10265
10266
10267
10268
10269
10270
10271
10272
10273
10274
10275
10276
10277
10278
10279
10280
10281
10282
10283
10284
10285
10286
10287
10288
10289
10290
10291
10292
10293
10294
10295
10296
10297
10298
10299
10300
10301
10302
10303
10304
10305
10306
10307
10308
10309
10310
10311
10312
10313
10314
10315
10316
10317
10318
10319
10320
10321
10322
10323
10324
10325
10326
10327
10328
10329
10330
10331
10332
10333
10334
10335
10336
10337
10338
10339
10340
10341
10342
10343
10344
10345
10346
10347
10348
10349
10350
10351
10352
10353
10354
10355
10356
10357
10358
10359
10360
10361
10362
10363
10364
10365
10366
10367
10368
10369
10370
10371
10372
10373
10374
10375
10376
10377
10378
10379
10380
10381
10382
10383
10384
10385
10386
10387
10388
10389
10390
10391
10392
10393
10394
10395
10396
10397
10398
10399
10400
10401
10402
10403
10404
10405
10406
10407
10408
10409
10410
10411
10412
10413
10414
10415
10416
10417
10418
10419
10420
10421
10422
10423
10424
10425
10426
10427
10428
10429
10430
10431
10432
10433
10434
10435
10436
10437
10438
10439
10440
10441
10442
10443
10444
10445
10446
10447
10448
10449
10450
10451
10452
10453
10454
10455
10456
10457
10458
10459
10460
10461
10462
10463
10464
10465
10466
10467
10468
10469
10470
10471
10472
10473
10474
10475
10476
10477
10478
10479
10480
10481
10482
10483
10484
10485
10486
10487
10488
10489
10490
10491
10492
10493
10494
10495
10496
10497
10498
10499
10500
10501
10502
10503
10504
10505
10506
10507
10508
10509
10510
10511
10512
10513
10514
10515
10516
10517
10518
10519
10520
10521
10522
10523
10524
10525
10526
10527
10528
10529
10530
10531
10532
10533
10534
10535
10536
10537
10538
10539
10540
10541
10542
10543
10544
10545
10546
10547
10548
10549
10550
10551
10552
10553
10554
10555
10556
10557
10558
10559
10560
10561
10562
10563
10564
10565
10566
10567
10568
10569
10570
10571
10572
10573
10574
10575
10576
10577
10578
10579
10580
10581
10582
10583
10584
10585
10586
10587
10588
10589
10590
10591
10592
10593
10594
10595
10596
10597
10598
10599
10600
10601
10602
10603
10604
10605
10606
10607
10608
10609
10610
10611
10612
10613
10614
10615
10616
10617
10618
10619
10620
10621
10622
10623
10624
10625
10626
10627
10628
10629
10630
10631
10632
10633
10634
10635
10636
10637
10638
10639
10640
10641
10642
10643
10644
10645
10646
10647
10648
10649
10650
10651
10652
10653
10654
10655
10656
10657
10658
10659
10660
10661
10662
10663
10664
10665
10666
10667
10668
10669
10670
10671
10672
10673
10674
10675
10676
10677
10678
10679
10680
10681
10682
10683
10684
10685
10686
10687
10688
10689
10690
10691
10692
10693
10694
10695
10696
10697
10698
10699
10700
10701
10702
10703
10704
10705
10706
10707
10708
10709
10710
10711
10712
10713
10714
10715
10716
10717
10718
10719
10720
10721
10722
10723
10724
10725
10726
10727
10728
10729
10730
10731
10732
10733
10734
10735
10736
10737
10738
10739
10740
10741
10742
10743
10744
10745
10746
10747
10748
10749
10750
10751
10752
10753
10754
10755
10756
10757
10758
10759
10760
10761
10762
10763
10764
10765
10766
10767
10768
10769
10770
10771
10772
10773
10774
10775
10776
10777
10778
10779
10780
10781
10782
10783
10784
10785
10786
10787
10788
10789
10790
10791
10792
10793
10794
10795
10796
10797
10798
10799
10800
10801
10802
10803
10804
10805
10806
10807
10808
10809
10810
10811
10812
10813
10814
10815
10816
10817
10818
10819
10820
10821
10822
10823
10824
10825
10826
10827
10828
10829
10830
10831
10832
10833
10834
10835
10836
10837
10838
10839
10840
10841
10842
10843
10844
10845
10846
10847
10848
10849
10850
10851
10852
10853
10854
10855
10856
10857
10858
10859
10860
10861
10862
10863
10864
10865
10866
10867
10868
10869
10870
10871
10872
10873
10874
10875
10876
10877
10878
10879
10880
10881
10882
10883
10884
10885
10886
10887
10888
10889
10890
10891
10892
10893
10894
10895
10896
10897
10898
10899
10900
10901
10902
10903
10904
10905
10906
10907
10908
10909
10910
10911
10912
10913
10914
10915
10916
10917
10918
10919
10920
10921
10922
10923
10924
10925
10926
10927
10928
10929
10930
10931
10932
10933
10934
10935
10936
10937
10938
10939
10940
10941
10942
10943
10944
10945
10946
10947
10948
10949
10950
10951
10952
10953
10954
10955
10956
10957
10958
10959
10960
10961
10962
10963
10964
10965
10966
10967
10968
10969
10970
10971
10972
10973
10974
10975
10976
10977
10978
10979
10980
10981
10982
10983
10984
10985
10986
10987
10988
10989
10990
10991
10992
10993
10994
10995
10996
10997
10998
10999
11000
11001
11002
11003
11004
11005
11006
11007
11008
11009
11010
11011
11012
11013
11014
11015
11016
11017
11018
11019
11020
11021
11022
11023
11024
11025
11026
11027
11028
11029
11030
11031
11032
11033
11034
11035
11036
11037
11038
11039
11040
11041
11042
11043
11044
11045
11046
11047
11048
11049
11050
11051
11052
11053
11054
11055
11056
11057
11058
11059
11060
11061
11062
11063
11064
11065
11066
11067
11068
11069
11070
11071
11072
11073
11074
11075
11076
11077
11078
11079
11080
11081
11082
11083
11084
11085
11086
11087
11088
11089
11090
11091
11092
11093
11094
11095
11096
11097
11098
11099
11100
11101
11102
11103
11104
11105
11106
11107
11108
11109
11110
11111
11112
11113
11114
11115
11116
11117
11118
11119
11120
11121
11122
11123
11124
11125
11126
11127
11128
11129
11130
11131
11132
11133
11134
11135
11136
11137
11138
11139
11140
11141
11142
11143
11144
11145
11146
11147
11148
11149
11150
11151
11152
11153
11154
11155
11156
11157
11158
11159
11160
11161
11162
11163
11164
11165
11166
11167
11168
11169
11170
11171
11172
11173
11174
11175
11176
11177
11178
11179
11180
11181
11182
11183
11184
11185
11186
11187
11188
11189
11190
11191
11192
11193
11194
11195
11196
11197
11198
11199
11200
11201
11202
11203
11204
11205
11206
11207
11208
11209
11210
11211
11212
11213
11214
11215
11216
11217
11218
11219
11220
11221
11222
11223
11224
11225
11226
11227
11228
11229
11230
11231
11232
11233
11234
11235
11236
11237
11238
11239
11240
11241
11242
11243
11244
11245
11246
11247
11248
11249
11250
11251
11252
11253
11254
11255
11256
11257
11258
11259
11260
11261
11262
11263
11264
11265
11266
11267
11268
11269
11270
11271
11272
11273
11274
11275
11276
11277
11278
11279
11280
11281
11282
11283
11284
11285
11286
11287
11288
11289
11290
11291
11292
11293
11294
11295
11296
11297
11298
11299
11300
11301
11302
11303
11304
11305
11306
11307
11308
11309
11310
11311
11312
11313
11314
11315
11316
11317
11318
11319
11320
11321
11322
11323
11324
11325
11326
11327
11328
11329
11330
11331
11332
11333
11334
11335
11336
11337
11338
11339
11340
11341
11342
11343
11344
11345
11346
11347
11348
11349
11350
11351
11352
11353
11354
11355
11356
11357
11358
11359
11360
11361
11362
11363
11364
11365
11366
11367
11368
11369
11370
11371
11372
11373
11374
11375
11376
11377
11378
11379
11380
11381
11382
11383
11384
11385
11386
11387
11388
11389
11390
11391
11392
11393
11394
11395
11396
11397
11398
11399
11400
11401
11402
11403
11404
11405
11406
11407
11408
11409
11410
11411
11412
11413
11414
11415
11416
11417
11418
11419
11420
11421
11422
11423
11424
11425
11426
11427
11428
11429
11430
11431
11432
11433
11434
11435
11436
11437
11438
11439
11440
11441
11442
11443
11444
11445
11446
11447
11448
11449
11450
11451
11452
11453
11454
11455
11456
11457
11458
11459
11460
11461
11462
11463
11464
11465
11466
11467
11468
11469
11470
11471
11472
11473
11474
11475
11476
11477
11478
11479
11480
11481
11482
11483
11484
11485
11486
11487
11488
11489
11490
11491
11492
11493
11494
11495
11496
11497
11498
11499
11500
11501
11502
11503
11504
11505
11506
11507
11508
11509
11510
11511
11512
11513
11514
11515
11516
11517
11518
11519
11520
11521
11522
11523
11524
11525
11526
11527
11528
11529
11530
11531
11532
11533
11534
11535
11536
11537
11538
11539
11540
11541
11542
11543
11544
11545
11546
11547
11548
11549
11550
11551
11552
11553
11554
11555
11556
11557
11558
11559
11560
11561
11562
11563
11564
11565
11566
11567
11568
11569
11570
11571
11572
11573
11574
11575
11576
11577
11578
11579
11580
11581
11582
11583
11584
11585
11586
11587
11588
11589
11590
11591
11592
11593
11594
11595
11596
11597
11598
11599
11600
11601
11602
11603
11604
11605
11606
11607
11608
11609
11610
11611
11612
11613
11614
11615
11616
11617
11618
11619
11620
11621
11622
11623
11624
11625
11626
11627
11628
11629
11630
11631
11632
11633
11634
11635
11636
11637
11638
11639
11640
11641
11642
11643
11644
11645
11646
11647
11648
11649
11650
11651
11652
11653
11654
11655
11656
11657
11658
11659
11660
11661
11662
11663
11664
11665
11666
11667
11668
11669
11670
11671
11672
11673
11674
11675
11676
11677
11678
11679
11680
11681
11682
11683
11684
11685
11686
11687
11688
11689
11690
11691
11692
11693
11694
11695
11696
11697
11698
11699
11700
11701
11702
11703
11704
11705
11706
11707
11708
11709
11710
11711
11712
11713
11714
11715
11716
11717
11718
11719
11720
11721
11722
11723
11724
11725
11726
11727
11728
11729
11730
11731
11732
11733
11734
11735
11736
11737
11738
11739
11740
11741
11742
11743
11744
11745
11746
11747
11748
11749
11750
11751
11752
11753
11754
11755
11756
11757
11758
11759
11760
11761
11762
11763
11764
11765
11766
11767
11768
11769
11770
11771
11772
11773
11774
11775
11776
11777
11778
11779
11780
11781
11782
11783
11784
11785
11786
11787
11788
11789
11790
11791
11792
11793
11794
11795
11796
11797
11798
11799
11800
11801
11802
11803
11804
11805
11806
11807
11808
11809
11810
11811
11812
11813
11814
11815
11816
11817
11818
11819
11820
11821
11822
11823
11824
11825
11826
11827
11828
11829
11830
11831
11832
11833
11834
11835
11836
11837
11838
11839
11840
11841
11842
11843
11844
11845
11846
11847
11848
11849
11850
11851
11852
11853
11854
11855
11856
11857
11858
11859
11860
11861
11862
11863
11864
11865
11866
11867
11868
11869
11870
11871
11872
11873
11874
11875
11876
11877
11878
11879
11880
11881
11882
11883
11884
11885
11886
11887
11888
11889
11890
11891
11892
11893
11894
11895
11896
11897
11898
11899
11900
11901
11902
11903
11904
11905
11906
11907
11908
11909
11910
11911
11912
11913
11914
11915
11916
11917
11918
11919
11920
11921
11922
11923
11924
11925
11926
11927
11928
11929
11930
11931
11932
11933
11934
11935
11936
11937
11938
11939
11940
11941
11942
11943
11944
11945
11946
11947
11948
11949
11950
11951
11952
11953
11954
11955
11956
11957
11958
11959
11960
11961
11962
11963
11964
11965
11966
11967
11968
11969
11970
11971
11972
11973
11974
11975
11976
11977
11978
11979
11980
11981
11982
11983
11984
11985
11986
11987
11988
11989
11990
11991
11992
11993
11994
11995
11996
11997
11998
11999
12000
12001
12002
12003
12004
12005
12006
12007
12008
12009
12010
12011
12012
12013
12014
12015
12016
12017
12018
12019
12020
12021
12022
12023
12024
12025
12026
12027
12028
12029
12030
12031
12032
12033
12034
12035
12036
12037
12038
12039
12040
12041
12042
12043
12044
12045
12046
12047
12048
12049
12050
12051
12052
12053
12054
12055
12056
12057
12058
12059
12060
12061
12062
12063
12064
12065
12066
12067
12068
12069
12070
12071
12072
12073
12074
12075
12076
12077
12078
12079
12080
12081
12082
12083
12084
12085
12086
12087
12088
12089
12090
12091
12092
12093
12094
12095
12096
12097
12098
12099
12100
12101
12102
12103
12104
12105
12106
12107
12108
12109
12110
12111
12112
12113
12114
12115
12116
12117
12118
12119
12120
12121
12122
12123
12124
12125
12126
12127
12128
12129
12130
12131
12132
12133
12134
12135
12136
12137
12138
12139
12140
12141
12142
12143
12144
12145
12146
12147
12148
12149
12150
12151
12152
12153
12154
12155
12156
12157
12158
12159
12160
12161
12162
12163
12164
12165
12166
12167
12168
12169
12170
12171
12172
12173
12174
12175
12176
12177
12178
12179
12180
12181
12182
12183
12184
12185
12186
12187
12188
12189
12190
12191
12192
12193
12194
12195
12196
12197
12198
12199
12200
12201
12202
12203
12204
12205
12206
12207
12208
12209
12210
12211
12212
12213
12214
12215
12216
12217
12218
12219
12220
12221
12222
12223
12224
12225
12226
12227
12228
12229
12230
12231
12232
12233
12234
12235
12236
12237
12238
12239
12240
12241
12242
12243
12244
12245
12246
12247
12248
12249
12250
12251
12252
12253
12254
12255
12256
12257
12258
12259
12260
12261
12262
12263
12264
12265
12266
12267
12268
12269
12270
12271
12272
12273
12274
12275
12276
12277
12278
12279
12280
12281
12282
12283
12284
12285
12286
12287
12288
12289
12290
12291
12292
12293
12294
12295
12296
12297
12298
12299
12300
12301
12302
12303
12304
12305
12306
12307
12308
12309
12310
12311
12312
12313
12314
12315
12316
12317
12318
12319
12320
12321
12322
12323
12324
12325
12326
12327
12328
12329
12330
12331
12332
12333
12334
12335
12336
12337
12338
12339
12340
12341
12342
12343
12344
12345
12346
12347
12348
12349
12350
12351
12352
12353
12354
12355
12356
12357
12358
12359
12360
12361
12362
12363
12364
12365
12366
12367
12368
12369
12370
12371
12372
12373
12374
12375
12376
12377
12378
12379
12380
12381
12382
12383
12384
12385
12386
12387
12388
12389
12390
12391
12392
12393
12394
12395
12396
12397
12398
12399
12400
12401
12402
12403
12404
12405
12406
12407
12408
12409
12410
12411
12412
12413
12414
12415
12416
12417
12418
12419
12420
12421
12422
12423
12424
12425
12426
12427
12428
12429
12430
12431
12432
12433
12434
12435
12436
12437
12438
12439
12440
12441
12442
12443
12444
12445
12446
12447
12448
12449
12450
12451
12452
12453
12454
12455
12456
12457
12458
12459
12460
12461
12462
12463
12464
12465
12466
12467
12468
12469
12470
12471
12472
12473
12474
12475
12476
12477
12478
12479
12480
12481
12482
12483
12484
12485
12486
12487
12488
12489
12490
12491
12492
12493
12494
12495
12496
12497
12498
12499
12500
12501
12502
12503
12504
12505
12506
12507
12508
12509
12510
12511
12512
12513
12514
12515
12516
12517
12518
12519
12520
12521
12522
12523
12524
12525
12526
12527
12528
12529
12530
12531
12532
12533
12534
12535
12536
12537
12538
12539
12540
12541
12542
12543
12544
12545
12546
12547
12548
12549
12550
12551
12552
12553
12554
12555
12556
12557
12558
12559
12560
12561
12562
12563
12564
12565
12566
12567
12568
12569
12570
12571
12572
12573
12574
12575
12576
12577
12578
12579
12580
12581
12582
12583
12584
12585
12586
12587
12588
12589
12590
12591
12592
12593
12594
12595
12596
12597
12598
12599
12600
12601
12602
12603
12604
12605
12606
12607
12608
12609
12610
12611
12612
12613
12614
12615
12616
12617
12618
12619
12620
12621
12622
12623
12624
12625
12626
12627
12628
12629
12630
12631
12632
12633
12634
12635
12636
12637
12638
12639
12640
12641
12642
12643
12644
12645
12646
12647
12648
12649
12650
12651
12652
12653
12654
12655
12656
12657
12658
12659
12660
12661
12662
12663
12664
12665
12666
12667
12668
12669
12670
12671
12672
12673
12674
12675
12676
12677
12678
12679
12680
12681
12682
12683
12684
12685
12686
12687
12688
12689
12690
12691
12692
12693
12694
12695
12696
12697
12698
12699
12700
12701
12702
12703
12704
12705
12706
12707
12708
12709
12710
12711
12712
12713
12714
12715
12716
12717
12718
12719
12720
12721
12722
12723
12724
12725
12726
12727
12728
12729
12730
12731
12732
12733
12734
12735
12736
12737
12738
12739
12740
12741
12742
12743
12744
12745
12746
12747
12748
12749
12750
12751
12752
12753
12754
12755
12756
12757
12758
12759
12760
12761
12762
12763
12764
12765
12766
12767
12768
12769
12770
12771
12772
12773
12774
12775
12776
12777
12778
12779
12780
12781
12782
12783
12784
12785
12786
12787
12788
12789
12790
12791
12792
12793
12794
12795
12796
12797
12798
12799
12800
12801
12802
12803
12804
12805
12806
12807
12808
12809
12810
12811
12812
12813
12814
12815
12816
12817
12818
12819
12820
12821
12822
12823
12824
12825
12826
12827
12828
12829
12830
12831
12832
12833
12834
12835
12836
12837
12838
12839
12840
12841
12842
12843
12844
12845
12846
12847
12848
12849
12850
12851
12852
12853
12854
12855
12856
12857
12858
12859
12860
12861
12862
12863
12864
12865
12866
12867
12868
12869
12870
12871
12872
12873
12874
12875
12876
12877
12878
12879
12880
12881
12882
12883
12884
12885
12886
12887
12888
12889
12890
12891
12892
12893
12894
12895
12896
12897
12898
12899
12900
12901
12902
12903
12904
12905
12906
12907
12908
12909
12910
12911
12912
12913
12914
12915
12916
12917
12918
12919
12920
12921
12922
12923
12924
12925
12926
12927
12928
12929
12930
12931
12932
12933
12934
12935
12936
12937
12938
12939
12940
12941
12942
12943
12944
12945
12946
12947
12948
12949
12950
12951
12952
12953
12954
12955
12956
12957
12958
12959
12960
12961
12962
12963
12964
12965
12966
12967
12968
12969
12970
12971
12972
12973
12974
12975
12976
12977
12978
12979
12980
12981
12982
12983
12984
12985
12986
12987
12988
12989
12990
12991
12992
12993
12994
12995
12996
12997
12998
12999
13000
13001
13002
13003
13004
13005
13006
13007
13008
13009
13010
13011
13012
13013
13014
13015
13016
13017
13018
13019
13020
13021
13022
13023
13024
13025
13026
13027
13028
13029
13030
13031
13032
13033
13034
13035
13036
13037
13038
13039
13040
13041
13042
13043
13044
13045
13046
13047
13048
13049
13050
13051
13052
13053
13054
13055
13056
13057
13058
13059
13060
13061
13062
13063
13064
13065
13066
13067
13068
13069
13070
13071
13072
13073
13074
13075
13076
13077
13078
13079
13080
13081
13082
13083
13084
13085
13086
13087
13088
13089
13090
13091
13092
13093
13094
13095
13096
13097
13098
13099
13100
13101
13102
13103
13104
13105
13106
13107
13108
13109
13110
13111
13112
13113
13114
13115
13116
13117
13118
13119
13120
13121
13122
13123
13124
13125
13126
13127
13128
13129
13130
13131
13132
13133
13134
13135
13136
13137
13138
13139
13140
13141
13142
13143
13144
13145
13146
13147
13148
13149
13150
13151
13152
13153
13154
13155
13156
13157
13158
13159
13160
13161
13162
13163
13164
13165
13166
13167
13168
13169
13170
13171
13172
13173
13174
13175
13176
13177
13178
13179
13180
13181
13182
13183
13184
13185
13186
13187
13188
13189
13190
13191
13192
13193
13194
13195
13196
13197
13198
13199
13200
13201
13202
13203
13204
13205
13206
13207
13208
13209
13210
13211
13212
13213
13214
13215
13216
13217
13218
13219
13220
13221
13222
13223
13224
13225
13226
13227
13228
13229
13230
13231
13232
13233
13234
13235
13236
13237
13238
13239
13240
13241
13242
13243
13244
13245
13246
13247
13248
13249
13250
13251
13252
13253
13254
13255
13256
13257
13258
13259
13260
13261
13262
13263
13264
13265
13266
13267
13268
13269
13270
13271
13272
13273
13274
13275
13276
13277
13278
13279
13280
13281
13282
13283
13284
13285
13286
13287
13288
13289
13290
13291
13292
13293
13294
13295
13296
13297
13298
13299
13300
13301
13302
13303
13304
13305
13306
13307
13308
13309
13310
13311
13312
13313
13314
13315
13316
13317
13318
13319
13320
13321
13322
13323
13324
13325
13326
13327
13328
13329
13330
13331
13332
13333
13334
13335
13336
13337
13338
13339
13340
13341
13342
13343
13344
13345
13346
13347
13348
13349
13350
13351
13352
13353
13354
13355
13356
13357
13358
13359
13360
13361
13362
13363
13364
13365
13366
13367
13368
13369
13370
13371
13372
13373
13374
13375
13376
13377
13378
13379
13380
13381
13382
13383
13384
13385
13386
13387
13388
13389
13390
13391
13392
13393
13394
13395
13396
13397
13398
13399
13400
13401
13402
13403
13404
13405
13406
13407
13408
13409
13410
13411
13412
13413
13414
13415
13416
13417
13418
13419
13420
13421
13422
13423
13424
13425
13426
13427
13428
13429
13430
13431
13432
13433
13434
13435
13436
13437
13438
13439
13440
13441
13442
13443
13444
13445
13446
13447
13448
13449
13450
13451
13452
13453
13454
13455
13456
13457
13458
13459
13460
13461
13462
13463
13464
13465
13466
13467
13468
13469
13470
13471
13472
13473
13474
13475
13476
13477
13478
13479
13480
13481
13482
13483
13484
13485
13486
13487
13488
13489
13490
13491
13492
13493
13494
13495
13496
13497
13498
13499
13500
13501
13502
13503
13504
13505
13506
13507
13508
13509
13510
13511
13512
13513
13514
13515
13516
13517
13518
13519
13520
13521
13522
13523
13524
13525
13526
13527
13528
13529
13530
13531
13532
13533
13534
13535
13536
13537
13538
13539
13540
13541
13542
13543
13544
13545
13546
13547
13548
13549
13550
13551
13552
13553
13554
13555
13556
13557
13558
13559
13560
13561
13562
13563
13564
13565
13566
13567
13568
13569
13570
13571
13572
13573
13574
13575
13576
13577
13578
13579
13580
13581
13582
13583
13584
13585
13586
13587
13588
13589
13590
13591
13592
13593
13594
13595
13596
13597
13598
13599
13600
13601
13602
13603
13604
13605
13606
13607
13608
13609
13610
13611
13612
13613
13614
13615
13616
13617
13618
13619
13620
13621
13622
13623
13624
13625
13626
13627
13628
13629
13630
13631
13632
13633
13634
13635
13636
13637
13638
13639
13640
13641
13642
13643
13644
13645
13646
13647
13648
13649
13650
13651
13652
13653
13654
13655
13656
13657
13658
13659
13660
13661
13662
13663
13664
13665
13666
13667
13668
13669
13670
13671
13672
13673
13674
13675
13676
13677
13678
13679
13680
13681
13682
13683
13684
13685
13686
13687
13688
13689
13690
13691
13692
13693
13694
13695
13696
13697
13698
13699
13700
13701
13702
13703
13704
13705
13706
13707
13708
13709
13710
13711
13712
13713
13714
13715
13716
13717
13718
13719
13720
13721
13722
13723
13724
13725
13726
13727
13728
13729
13730
13731
13732
13733
13734
13735
13736
13737
13738
13739
13740
13741
13742
13743
13744
13745
13746
13747
13748
13749
13750
13751
13752
13753
13754
13755
13756
13757
13758
13759
13760
13761
13762
13763
13764
13765
13766
13767
13768
13769
13770
13771
13772
13773
13774
13775
13776
13777
13778
13779
13780
13781
13782
13783
13784
13785
13786
13787
13788
13789
13790
13791
13792
13793
13794
13795
13796
13797
13798
13799
13800
13801
13802
13803
13804
13805
13806
13807
13808
13809
13810
13811
13812
13813
13814
13815
13816
13817
13818
13819
13820
13821
13822
13823
13824
13825
13826
13827
13828
13829
13830
13831
13832
13833
13834
13835
13836
13837
13838
13839
13840
13841
13842
13843
13844
13845
13846
13847
13848
13849
13850
13851
13852
13853
13854
13855
13856
13857
13858
13859
13860
13861
13862
13863
13864
13865
13866
13867
13868
13869
13870
13871
13872
13873
13874
13875
13876
13877
13878
13879
13880
13881
13882
13883
13884
13885
13886
13887
13888
13889
13890
13891
13892
13893
13894
13895
13896
13897
13898
13899
13900
13901
13902
13903
13904
13905
13906
13907
13908
13909
13910
13911
13912
13913
13914
13915
13916
13917
13918
13919
13920
13921
13922
13923
13924
13925
13926
13927
13928
13929
13930
13931
13932
13933
13934
13935
13936
13937
13938
13939
13940
13941
13942
13943
13944
13945
13946
13947
13948
13949
13950
13951
13952
13953
13954
13955
13956
13957
13958
13959
13960
13961
13962
13963
13964
13965
13966
13967
13968
13969
13970
13971
13972
13973
13974
13975
13976
13977
13978
13979
13980
13981
13982
13983
13984
13985
13986
13987
13988
13989
13990
13991
13992
13993
13994
13995
13996
13997
13998
13999
14000
14001
14002
14003
14004
14005
14006
14007
14008
14009
14010
14011
14012
14013
14014
14015
14016
14017
14018
14019
14020
14021
14022
14023
14024
14025
14026
14027
14028
14029
14030
14031
14032
14033
14034
14035
14036
14037
14038
14039
14040
14041
14042
14043
14044
14045
14046
14047
14048
14049
14050
14051
14052
14053
14054
14055
14056
14057
14058
14059
14060
14061
14062
14063
14064
14065
14066
14067
14068
14069
14070
14071
14072
14073
14074
14075
14076
14077
14078
14079
14080
14081
14082
14083
14084
14085
14086
14087
14088
14089
14090
14091
14092
14093
14094
14095
14096
14097
14098
14099
14100
14101
14102
14103
14104
14105
14106
14107
14108
14109
14110
14111
14112
14113
14114
14115
14116
14117
14118
14119
14120
14121
14122
14123
14124
14125
14126
14127
14128
14129
14130
14131
14132
14133
14134
14135
14136
14137
14138
14139
14140
14141
14142
14143
14144
14145
14146
14147
14148
14149
14150
14151
14152
14153
14154
14155
14156
14157
14158
14159
14160
14161
14162
14163
14164
14165
14166
14167
14168
14169
14170
14171
14172
14173
14174
14175
14176
14177
14178
14179
14180
14181
14182
14183
14184
14185
14186
14187
14188
14189
14190
14191
14192
14193
14194
14195
14196
14197
14198
14199
14200
14201
14202
14203
14204
14205
14206
14207
14208
14209
14210
14211
14212
14213
14214
14215
14216
14217
14218
14219
14220
14221
14222
14223
14224
14225
14226
14227
14228
14229
14230
14231
14232
14233
14234
14235
14236
14237
14238
14239
14240
14241
14242
14243
14244
14245
14246
14247
14248
14249
14250
14251
14252
14253
14254
14255
14256
14257
14258
14259
14260
14261
14262
14263
14264
14265
14266
14267
14268
14269
14270
14271
14272
14273
14274
14275
14276
14277
14278
14279
14280
14281
14282
14283
14284
14285
14286
14287
14288
14289
14290
14291
14292
14293
14294
14295
14296
14297
14298
14299
14300
14301
14302
14303
14304
14305
14306
14307
14308
14309
14310
14311
14312
14313
14314
14315
14316
14317
14318
14319
14320
14321
14322
14323
14324
14325
14326
14327
14328
14329
14330
14331
14332
14333
14334
14335
14336
14337
14338
14339
14340
14341
14342
14343
14344
14345
14346
14347
14348
14349
14350
14351
14352
14353
14354
14355
14356
14357
14358
14359
14360
14361
14362
14363
14364
14365
14366
14367
14368
14369
14370
14371
14372
14373
14374
14375
14376
14377
14378
14379
14380
14381
14382
14383
14384
14385
14386
14387
14388
14389
14390
14391
14392
14393
14394
14395
14396
14397
14398
14399
14400
14401
14402
14403
14404
14405
14406
14407
14408
14409
14410
14411
14412
14413
14414
14415
14416
14417
14418
14419
14420
14421
14422
14423
14424
14425
14426
14427
14428
14429
14430
14431
14432
14433
14434
14435
14436
14437
14438
14439
14440
14441
14442
14443
14444
14445
14446
14447
14448
14449
14450
14451
14452
14453
14454
14455
14456
14457
14458
14459
14460
14461
14462
14463
14464
14465
14466
14467
14468
14469
14470
14471
14472
14473
14474
14475
14476
14477
14478
14479
14480
14481
14482
14483
14484
14485
14486
14487
14488
14489
14490
14491
14492
14493
14494
14495
14496
14497
14498
14499
14500
14501
14502
14503
14504
14505
14506
14507
14508
14509
14510
14511
14512
14513
14514
14515
14516
14517
14518
14519
14520
14521
14522
14523
14524
14525
14526
14527
14528
14529
14530
14531
14532
14533
14534
14535
14536
14537
14538
14539
14540
14541
14542
14543
14544
14545
14546
14547
14548
14549
14550
14551
14552
14553
14554
14555
14556
14557
14558
14559
14560
14561
14562
14563
14564
14565
14566
14567
14568
14569
14570
14571
14572
14573
14574
14575
14576
14577
14578
14579
14580
14581
14582
14583
14584
14585
14586
14587
14588
14589
14590
14591
14592
14593
14594
14595
14596
14597
14598
14599
14600
14601
14602
14603
14604
14605
14606
14607
14608
14609
14610
14611
14612
14613
14614
14615
14616
14617
14618
14619
14620
14621
14622
14623
14624
14625
14626
14627
14628
14629
14630
14631
14632
14633
14634
14635
14636
14637
14638
14639
14640
14641
14642
14643
14644
14645
14646
14647
14648
14649
14650
14651
14652
14653
14654
14655
14656
14657
14658
14659
14660
14661
14662
14663
14664
14665
14666
14667
14668
14669
14670
14671
14672
14673
14674
14675
14676
14677
14678
14679
14680
14681
14682
14683
14684
14685
14686
14687
14688
14689
14690
14691
14692
14693
14694
14695
14696
14697
14698
14699
14700
14701
14702
14703
14704
14705
14706
14707
14708
14709
14710
14711
14712
14713
14714
14715
14716
14717
14718
14719
14720
14721
14722
14723
14724
14725
14726
14727
14728
14729
14730
14731
14732
14733
14734
14735
14736
14737
14738
14739
14740
14741
14742
14743
14744
14745
14746
14747
14748
14749
14750
14751
14752
14753
14754
14755
14756
14757
14758
14759
14760
14761
14762
14763
14764
14765
14766
14767
14768
14769
14770
14771
14772
14773
14774
14775
14776
14777
14778
14779
14780
14781
14782
14783
14784
14785
14786
14787
14788
14789
14790
14791
14792
14793
14794
14795
14796
14797
14798
14799
14800
14801
14802
14803
14804
14805
14806
14807
14808
14809
14810
14811
14812
14813
14814
14815
14816
14817
14818
14819
14820
14821
14822
14823
14824
14825
14826
14827
14828
14829
14830
14831
14832
14833
14834
14835
14836
14837
14838
14839
14840
14841
14842
14843
14844
14845
14846
14847
14848
14849
14850
14851
14852
14853
14854
14855
14856
14857
14858
14859
14860
14861
14862
14863
14864
14865
14866
14867
14868
14869
14870
14871
14872
14873
14874
14875
14876
14877
14878
14879
14880
14881
14882
14883
14884
14885
14886
14887
14888
14889
14890
14891
14892
14893
14894
14895
14896
14897
14898
14899
14900
14901
14902
14903
14904
14905
14906
14907
14908
14909
14910
14911
14912
14913
14914
14915
14916
14917
14918
14919
14920
14921
14922
14923
14924
14925
14926
14927
14928
14929
14930
14931
14932
14933
14934
14935
14936
14937
14938
14939
14940
14941
14942
14943
14944
14945
14946
14947
14948
14949
14950
14951
14952
14953
14954
14955
14956
14957
14958
14959
14960
14961
14962
14963
14964
14965
14966
14967
14968
14969
14970
14971
14972
14973
14974
14975
14976
14977
14978
14979
14980
14981
14982
14983
14984
14985
14986
14987
14988
14989
14990
14991
14992
14993
14994
14995
14996
14997
14998
14999
15000
15001
15002
15003
15004
15005
15006
15007
15008
15009
15010
15011
15012
15013
15014
15015
15016
15017
15018
15019
15020
15021
15022
15023
15024
15025
15026
15027
15028
15029
15030
15031
15032
15033
15034
15035
15036
15037
15038
15039
15040
15041
15042
15043
15044
15045
15046
15047
15048
15049
15050
15051
15052
15053
15054
15055
15056
15057
15058
15059
15060
15061
15062
15063
15064
15065
15066
15067
15068
15069
15070
15071
15072
15073
15074
15075
15076
15077
15078
15079
15080
15081
15082
15083
15084
15085
15086
15087
15088
15089
15090
15091
15092
15093
15094
15095
15096
15097
15098
15099
15100
15101
15102
15103
15104
15105
15106
15107
15108
15109
15110
15111
15112
15113
15114
15115
15116
15117
15118
15119
15120
15121
15122
15123
15124
15125
15126
15127
15128
15129
15130
15131
15132
15133
15134
15135
15136
15137
15138
15139
15140
15141
15142
15143
15144
15145
15146
15147
15148
15149
15150
15151
15152
15153
15154
15155
15156
15157
15158
15159
15160
15161
15162
15163
15164
15165
15166
15167
15168
15169
15170
15171
15172
15173
15174
15175
15176
15177
15178
15179
15180
15181
15182
15183
15184
15185
15186
15187
15188
15189
15190
15191
15192
15193
15194
15195
15196
15197
15198
15199
15200
15201
15202
15203
15204
15205
15206
15207
15208
15209
15210
15211
15212
15213
15214
15215
15216
15217
15218
15219
15220
15221
15222
15223
15224
15225
15226
15227
15228
15229
15230
15231
15232
15233
15234
15235
15236
15237
15238
15239
15240
15241
15242
15243
15244
15245
15246
15247
15248
15249
15250
15251
15252
15253
15254
15255
15256
15257
15258
15259
15260
15261
15262
15263
15264
15265
15266
15267
15268
15269
15270
15271
15272
15273
15274
15275
15276
15277
15278
15279
15280
15281
15282
15283
15284
15285
15286
15287
15288
15289
15290
15291
15292
15293
15294
15295
15296
15297
15298
15299
15300
15301
15302
15303
15304
15305
15306
15307
15308
15309
15310
15311
15312
15313
15314
15315
15316
15317
15318
15319
15320
15321
15322
15323
15324
15325
15326
15327
15328
15329
15330
15331
15332
15333
15334
15335
15336
15337
15338
15339
15340
15341
15342
15343
15344
15345
15346
15347
15348
15349
15350
15351
15352
15353
15354
15355
15356
15357
15358
15359
15360
15361
15362
15363
15364
15365
15366
15367
15368
15369
15370
15371
15372
15373
15374
15375
15376
15377
15378
15379
15380
15381
15382
15383
15384
15385
15386
15387
15388
15389
15390
15391
15392
15393
15394
15395
15396
15397
15398
15399
15400
15401
15402
15403
15404
15405
15406
15407
15408
15409
15410
15411
15412
15413
15414
15415
15416
15417
15418
15419
15420
15421
15422
15423
15424
15425
15426
15427
15428
15429
15430
15431
15432
15433
15434
15435
15436
15437
15438
15439
15440
15441
15442
15443
15444
15445
15446
15447
15448
15449
15450
15451
15452
15453
15454
15455
15456
15457
15458
15459
15460
15461
15462
15463
15464
15465
15466
15467
15468
15469
15470
15471
15472
15473
15474
15475
15476
15477
15478
15479
15480
15481
15482
15483
15484
15485
15486
15487
15488
15489
15490
15491
15492
15493
15494
15495
15496
15497
15498
15499
15500
15501
15502
15503
15504
15505
15506
15507
15508
15509
15510
15511
15512
15513
15514
15515
15516
15517
15518
15519
15520
15521
15522
15523
15524
15525
15526
15527
15528
15529
15530
15531
15532
15533
15534
15535
15536
15537
15538
15539
15540
15541
15542
15543
15544
15545
15546
15547
15548
15549
15550
15551
15552
15553
15554
15555
15556
15557
15558
15559
15560
15561
15562
15563
15564
15565
15566
15567
15568
15569
15570
15571
15572
15573
15574
15575
15576
15577
15578
15579
15580
15581
15582
15583
15584
15585
15586
15587
15588
15589
15590
15591
15592
15593
15594
15595
15596
15597
15598
15599
15600
15601
15602
15603
15604
15605
15606
15607
15608
15609
15610
15611
15612
15613
15614
15615
15616
15617
15618
15619
15620
15621
15622
15623
15624
15625
15626
15627
15628
15629
15630
15631
15632
15633
15634
15635
15636
15637
15638
15639
15640
15641
15642
15643
15644
15645
15646
15647
15648
15649
15650
15651
15652
15653
15654
15655
15656
15657
15658
15659
15660
15661
15662
15663
15664
15665
15666
15667
15668
15669
15670
15671
15672
15673
15674
15675
15676
15677
15678
15679
15680
15681
15682
15683
15684
15685
15686
15687
15688
15689
15690
15691
15692
15693
15694
15695
15696
15697
15698
15699
15700
15701
15702
15703
15704
15705
15706
15707
15708
15709
15710
15711
15712
15713
15714
15715
15716
15717
15718
15719
15720
15721
15722
15723
15724
15725
15726
15727
15728
15729
15730
15731
15732
15733
15734
15735
15736
15737
15738
15739
15740
15741
15742
15743
15744
15745
15746
15747
15748
15749
15750
15751
15752
15753
15754
15755
15756
15757
15758
15759
15760
15761
15762
15763
15764
15765
15766
15767
15768
15769
15770
15771
15772
15773
15774
15775
15776
15777
15778
15779
15780
15781
15782
15783
15784
15785
15786
15787
15788
15789
15790
15791
15792
15793
15794
15795
15796
15797
15798
15799
15800
15801
15802
15803
15804
15805
15806
15807
15808
15809
15810
15811
15812
15813
15814
15815
15816
15817
15818
15819
15820
15821
15822
15823
15824
15825
15826
15827
15828
15829
15830
15831
15832
15833
15834
15835
15836
15837
15838
15839
15840
15841
15842
15843
15844
15845
15846
15847
15848
15849
15850
15851
15852
15853
15854
15855
15856
15857
15858
15859
15860
15861
15862
15863
15864
15865
15866
15867
15868
15869
15870
15871
15872
15873
15874
15875
15876
15877
15878
15879
15880
15881
15882
15883
15884
15885
15886
15887
15888
15889
15890
15891
15892
15893
15894
15895
15896
15897
15898
15899
15900
15901
15902
15903
15904
15905
15906
15907
15908
15909
15910
15911
15912
15913
15914
15915
15916
15917
15918
15919
15920
15921
15922
15923
15924
15925
15926
15927
15928
15929
15930
15931
15932
15933
15934
15935
15936
15937
15938
15939
15940
15941
15942
15943
15944
15945
15946
15947
15948
15949
15950
15951
15952
15953
15954
15955
15956
15957
15958
15959
15960
15961
15962
15963
15964
15965
15966
15967
15968
15969
15970
15971
15972
15973
15974
15975
15976
15977
15978
15979
15980
15981
15982
15983
15984
15985
15986
15987
15988
15989
15990
15991
15992
15993
15994
15995
15996
15997
15998
15999
16000
16001
16002
16003
16004
16005
16006
16007
16008
16009
16010
16011
16012
16013
16014
16015
16016
16017
16018
16019
16020
16021
16022
16023
16024
16025
16026
16027
16028
16029
16030
16031
16032
16033
16034
16035
16036
16037
16038
16039
16040
16041
16042
16043
16044
16045
16046
16047
16048
16049
16050
16051
16052
16053
16054
16055
16056
16057
16058
16059
16060
16061
16062
16063
16064
16065
16066
16067
16068
16069
16070
16071
16072
16073
16074
16075
16076
16077
16078
16079
16080
16081
16082
16083
16084
16085
16086
16087
16088
16089
16090
16091
16092
16093
16094
16095
16096
16097
16098
16099
16100
16101
16102
16103
16104
16105
16106
16107
16108
16109
16110
16111
16112
16113
16114
16115
16116
16117
16118
16119
16120
16121
16122
16123
16124
16125
16126
16127
16128
16129
16130
16131
16132
16133
16134
16135
16136
16137
16138
16139
16140
16141
16142
16143
16144
16145
16146
16147
16148
16149
16150
16151
16152
16153
16154
16155
16156
16157
16158
16159
16160
16161
16162
16163
16164
16165
16166
16167
16168
16169
16170
16171
16172
16173
16174
16175
16176
16177
16178
16179
16180
16181
16182
16183
16184
16185
16186
16187
16188
16189
16190
16191
16192
16193
16194
16195
16196
16197
16198
16199
16200
16201
16202
16203
16204
16205
16206
16207
16208
16209
16210
16211
16212
16213
16214
16215
16216
16217
16218
16219
16220
16221
16222
16223
16224
16225
16226
16227
16228
16229
16230
16231
16232
16233
16234
16235
16236
16237
16238
16239
16240
16241
16242
16243
16244
16245
16246
16247
16248
16249
16250
16251
16252
16253
16254
16255
16256
16257
16258
16259
16260
16261
16262
16263
16264
16265
16266
16267
16268
16269
16270
16271
16272
16273
16274
16275
16276
16277
16278
16279
16280
16281
16282
16283
16284
16285
16286
16287
16288
16289
16290
16291
16292
16293
16294
16295
16296
16297
16298
16299
16300
16301
16302
16303
16304
16305
16306
16307
16308
16309
16310
16311
16312
16313
16314
16315
16316
16317
16318
16319
16320
16321
16322
16323
16324
16325
16326
16327
16328
16329
16330
16331
16332
16333
16334
16335
16336
16337
16338
16339
16340
16341
16342
16343
16344
16345
16346
16347
16348
16349
16350
16351
16352
16353
16354
16355
16356
16357
16358
16359
16360
16361
16362
16363
16364
16365
16366
16367
16368
16369
16370
16371
16372
16373
16374
16375
16376
16377
16378
16379
16380
16381
16382
16383
16384
16385
16386
16387
16388
16389
16390
16391
16392
16393
16394
16395
16396
16397
16398
16399
16400
16401
16402
16403
16404
16405
16406
16407
16408
16409
16410
16411
16412
16413
16414
16415
16416
16417
16418
16419
16420
16421
16422
16423
16424
16425
16426
16427
16428
16429
16430
16431
16432
16433
16434
16435
16436
16437
16438
16439
16440
16441
16442
16443
16444
16445
16446
16447
16448
16449
16450
16451
16452
16453
16454
16455
16456
16457
16458
16459
16460
16461
16462
16463
16464
16465
16466
16467
16468
16469
16470
16471
16472
16473
16474
16475
16476
16477
16478
16479
16480
16481
16482
16483
16484
16485
16486
16487
16488
16489
16490
16491
16492
16493
16494
16495
16496
16497
16498
16499
16500
16501
16502
16503
16504
16505
16506
16507
16508
16509
16510
16511
16512
16513
16514
16515
16516
16517
16518
16519
16520
16521
16522
16523
16524
16525
16526
16527
16528
16529
16530
16531
16532
16533
16534
16535
16536
16537
16538
16539
16540
16541
16542
16543
16544
16545
16546
16547
16548
16549
16550
16551
16552
16553
16554
16555
16556
16557
16558
16559
16560
16561
16562
16563
16564
16565
16566
16567
16568
16569
16570
16571
16572
16573
16574
16575
16576
16577
16578
16579
16580
16581
16582
16583
16584
16585
16586
16587
16588
16589
16590
16591
16592
16593
16594
16595
16596
16597
16598
16599
16600
16601
16602
16603
16604
16605
16606
16607
16608
16609
16610
16611
16612
16613
16614
16615
16616
16617
16618
16619
16620
16621
16622
16623
16624
16625
16626
16627
16628
16629
16630
16631
16632
16633
16634
16635
16636
16637
16638
16639
16640
16641
16642
16643
16644
16645
16646
16647
16648
16649
16650
16651
16652
16653
16654
16655
16656
16657
16658
16659
16660
16661
16662
16663
16664
16665
16666
16667
16668
16669
16670
16671
16672
16673
16674
16675
16676
16677
16678
16679
16680
16681
16682
16683
16684
16685
16686
16687
16688
16689
16690
16691
16692
16693
16694
16695
16696
16697
16698
16699
16700
16701
16702
16703
16704
16705
16706
16707
16708
16709
16710
16711
16712
16713
16714
16715
16716
16717
16718
16719
16720
16721
16722
16723
16724
16725
16726
16727
16728
16729
16730
16731
16732
16733
16734
16735
16736
16737
16738
16739
16740
16741
16742
16743
16744
16745
16746
16747
16748
16749
16750
16751
16752
16753
16754
16755
16756
16757
16758
16759
16760
16761
16762
16763
16764
16765
16766
16767
16768
16769
16770
16771
16772
16773
16774
16775
16776
16777
16778
16779
16780
16781
16782
16783
16784
16785
16786
16787
16788
16789
16790
16791
16792
16793
16794
16795
16796
16797
16798
16799
16800
16801
16802
16803
16804
16805
16806
16807
16808
16809
16810
16811
16812
16813
16814
16815
16816
16817
16818
16819
16820
16821
16822
16823
16824
16825
16826
16827
16828
16829
16830
16831
16832
16833
16834
16835
16836
16837
16838
16839
16840
16841
16842
16843
16844
16845
16846
16847
16848
16849
16850
16851
16852
16853
16854
16855
16856
16857
16858
16859
16860
16861
16862
16863
16864
16865
16866
16867
16868
16869
16870
16871
16872
16873
16874
16875
16876
16877
16878
16879
16880
16881
16882
16883
16884
16885
16886
16887
16888
16889
16890
16891
16892
16893
16894
16895
16896
16897
16898
16899
16900
16901
16902
16903
16904
16905
16906
16907
16908
16909
16910
16911
16912
16913
16914
16915
16916
16917
16918
16919
16920
16921
16922
16923
16924
16925
16926
16927
16928
16929
16930
16931
16932
16933
16934
16935
16936
16937
16938
16939
16940
16941
16942
16943
16944
16945
16946
16947
16948
16949
16950
16951
16952
16953
16954
16955
16956
16957
16958
16959
16960
16961
16962
16963
16964
16965
16966
16967
16968
16969
16970
16971
16972
16973
16974
16975
16976
16977
16978
16979
16980
16981
16982
16983
16984
16985
16986
16987
16988
16989
16990
16991
16992
16993
16994
16995
16996
16997
16998
16999
17000
17001
17002
17003
17004
17005
17006
17007
17008
17009
17010
17011
17012
17013
17014
17015
17016
17017
17018
17019
17020
17021
17022
17023
17024
17025
17026
17027
17028
17029
17030
17031
17032
17033
17034
17035
17036
17037
17038
17039
17040
17041
17042
17043
17044
17045
17046
17047
17048
17049
17050
17051
17052
17053
17054
17055
17056
17057
17058
17059
17060
17061
17062
17063
17064
17065
17066
17067
17068
17069
17070
17071
17072
17073
17074
17075
17076
17077
17078
17079
17080
17081
17082
17083
17084
17085
17086
17087
17088
17089
17090
17091
17092
17093
17094
17095
17096
17097
17098
17099
17100
17101
17102
17103
17104
17105
17106
17107
17108
17109
17110
17111
17112
17113
17114
17115
17116
17117
17118
17119
17120
17121
17122
17123
17124
17125
17126
17127
17128
17129
17130
17131
17132
17133
17134
17135
17136
17137
17138
17139
17140
17141
17142
17143
17144
17145
17146
17147
17148
17149
17150
17151
17152
17153
17154
17155
17156
17157
17158
17159
17160
17161
17162
17163
17164
17165
17166
17167
17168
17169
17170
17171
17172
17173
17174
17175
17176
17177
17178
17179
17180
17181
17182
17183
17184
17185
17186
17187
17188
17189
17190
17191
17192
17193
17194
17195
17196
17197
17198
17199
17200
17201
17202
17203
17204
17205
17206
17207
17208
17209
17210
17211
17212
17213
17214
17215
17216
17217
17218
17219
17220
17221
17222
17223
17224
17225
17226
17227
17228
17229
17230
17231
17232
17233
17234
17235
17236
17237
17238
17239
17240
17241
17242
17243
17244
17245
17246
17247
17248
17249
17250
17251
17252
17253
17254
17255
17256
17257
17258
17259
17260
17261
17262
17263
17264
17265
17266
17267
17268
17269
17270
17271
17272
17273
17274
17275
17276
17277
17278
17279
17280
17281
17282
17283
17284
17285
17286
17287
17288
17289
17290
17291
17292
17293
17294
17295
17296
17297
17298
17299
17300
17301
17302
17303
17304
17305
17306
17307
17308
17309
17310
17311
17312
17313
17314
17315
17316
17317
17318
17319
17320
17321
17322
17323
17324
17325
17326
17327
17328
17329
17330
17331
17332
17333
17334
17335
17336
17337
17338
17339
17340
17341
17342
17343
17344
17345
17346
17347
17348
17349
17350
17351
17352
17353
17354
17355
17356
17357
17358
17359
17360
17361
17362
17363
17364
17365
17366
17367
17368
17369
17370
17371
17372
17373
17374
17375
17376
17377
17378
17379
17380
17381
17382
17383
17384
17385
17386
17387
17388
17389
17390
17391
17392
17393
17394
17395
17396
17397
17398
17399
17400
17401
17402
17403
17404
17405
17406
17407
17408
17409
17410
17411
17412
17413
17414
17415
17416
17417
17418
17419
17420
17421
17422
17423
17424
17425
17426
17427
17428
17429
17430
17431
17432
17433
17434
17435
17436
17437
17438
17439
17440
17441
17442
17443
17444
17445
17446
17447
17448
17449
17450
17451
17452
17453
17454
17455
17456
17457
17458
17459
17460
17461
17462
17463
17464
17465
17466
17467
17468
17469
17470
17471
17472
17473
17474
17475
17476
17477
17478
17479
17480
17481
17482
17483
17484
17485
17486
17487
17488
17489
17490
17491
17492
17493
17494
17495
17496
17497
17498
17499
17500
17501
17502
17503
17504
17505
17506
17507
17508
17509
17510
17511
17512
17513
17514
17515
17516
17517
17518
17519
17520
17521
17522
17523
17524
17525
17526
17527
17528
17529
17530
17531
17532
17533
17534
17535
17536
17537
17538
17539
17540
17541
17542
17543
17544
17545
17546
17547
17548
17549
17550
17551
17552
17553
17554
17555
17556
17557
17558
17559
17560
17561
17562
17563
17564
17565
17566
17567
17568
17569
17570
17571
17572
17573
17574
17575
17576
17577
17578
17579
17580
17581
17582
17583
17584
17585
17586
17587
17588
17589
17590
17591
17592
17593
17594
17595
17596
17597
17598
17599
17600
17601
17602
17603
17604
17605
17606
17607
17608
17609
17610
17611
17612
17613
17614
17615
17616
17617
17618
17619
17620
17621
17622
17623
17624
17625
17626
17627
17628
17629
17630
17631
17632
17633
17634
17635
17636
17637
17638
17639
17640
17641
17642
17643
17644
17645
17646
17647
17648
17649
17650
17651
17652
17653
17654
17655
17656
17657
17658
17659
17660
17661
17662
17663
17664
17665
17666
17667
17668
17669
17670
17671
17672
17673
17674
17675
17676
17677
17678
17679
17680
17681
17682
17683
17684
17685
17686
17687
17688
17689
17690
17691
17692
17693
17694
17695
17696
17697
17698
17699
17700
17701
17702
17703
17704
17705
17706
17707
17708
17709
17710
17711
17712
17713
17714
17715
17716
17717
17718
17719
17720
17721
17722
17723
17724
17725
17726
17727
17728
17729
17730
17731
17732
17733
17734
17735
17736
17737
17738
17739
17740
17741
17742
17743
17744
17745
17746
17747
17748
17749
17750
17751
17752
17753
17754
17755
17756
17757
17758
17759
17760
17761
17762
17763
17764
17765
17766
17767
17768
17769
17770
17771
17772
17773
17774
17775
17776
17777
17778
17779
17780
17781
17782
17783
17784
17785
17786
17787
17788
17789
17790
17791
17792
17793
17794
17795
17796
17797
17798
17799
17800
17801
17802
17803
17804
17805
17806
17807
17808
17809
17810
17811
17812
17813
17814
17815
17816
17817
17818
17819
17820
17821
17822
17823
17824
17825
17826
17827
17828
17829
17830
17831
17832
17833
17834
17835
17836
17837
17838
17839
17840
17841
17842
17843
17844
17845
17846
17847
17848
17849
17850
17851
17852
17853
17854
17855
17856
17857
17858
17859
17860
17861
17862
17863
17864
17865
17866
17867
17868
17869
17870
17871
17872
17873
17874
17875
17876
17877
17878
17879
17880
17881
17882
17883
17884
17885
17886
17887
17888
17889
17890
17891
17892
17893
17894
17895
17896
17897
17898
17899
17900
17901
17902
17903
17904
17905
17906
17907
17908
17909
17910
17911
17912
17913
17914
17915
17916
17917
17918
17919
17920
17921
17922
17923
17924
17925
17926
17927
17928
17929
17930
17931
17932
17933
17934
17935
17936
17937
17938
17939
17940
17941
17942
17943
17944
17945
17946
17947
17948
17949
17950
17951
17952
17953
17954
17955
17956
17957
17958
17959
17960
17961
17962
17963
17964
17965
17966
17967
17968
17969
17970
17971
17972
17973
17974
17975
17976
17977
17978
17979
17980
17981
17982
17983
17984
17985
17986
17987
17988
17989
17990
17991
17992
17993
17994
17995
17996
17997
17998
17999
18000
18001
18002
18003
18004
18005
18006
18007
18008
18009
18010
18011
18012
18013
18014
18015
18016
18017
18018
18019
18020
18021
18022
18023
18024
18025
18026
18027
18028
18029
18030
18031
18032
18033
18034
18035
18036
18037
18038
18039
18040
18041
18042
18043
18044
18045
18046
18047
18048
18049
18050
18051
18052
18053
18054
18055
18056
18057
18058
18059
18060
18061
18062
18063
18064
18065
18066
18067
18068
18069
18070
18071
18072
18073
18074
18075
18076
18077
18078
18079
18080
18081
18082
18083
18084
18085
18086
18087
18088
18089
18090
18091
18092
18093
18094
18095
18096
18097
18098
18099
18100
18101
18102
18103
18104
18105
18106
18107
18108
18109
18110
18111
18112
18113
18114
18115
18116
18117
18118
18119
18120
18121
18122
18123
18124
18125
18126
18127
18128
18129
18130
18131
18132
18133
18134
18135
18136
18137
18138
18139
18140
18141
18142
18143
18144
18145
18146
18147
18148
18149
18150
18151
18152
18153
18154
18155
18156
18157
18158
18159
18160
18161
18162
18163
18164
18165
18166
18167
18168
18169
18170
18171
18172
18173
18174
18175
18176
18177
18178
18179
18180
18181
18182
18183
18184
18185
18186
18187
18188
18189
18190
18191
18192
18193
18194
18195
18196
18197
18198
18199
18200
18201
18202
18203
18204
18205
18206
18207
18208
18209
18210
18211
18212
18213
18214
18215
18216
18217
18218
18219
18220
18221
18222
18223
18224
18225
18226
18227
18228
18229
18230
18231
18232
18233
18234
18235
18236
18237
18238
18239
18240
18241
18242
18243
18244
18245
18246
18247
18248
18249
18250
18251
18252
18253
18254
18255
18256
18257
18258
18259
18260
18261
18262
18263
18264
18265
18266
18267
18268
18269
18270
18271
18272
18273
18274
18275
18276
18277
18278
18279
18280
18281
18282
18283
18284
18285
18286
18287
18288
18289
18290
18291
18292
18293
18294
18295
18296
18297
18298
18299
18300
18301
18302
18303
18304
18305
18306
18307
18308
18309
18310
18311
18312
18313
18314
18315
18316
18317
18318
18319
18320
18321
18322
18323
18324
18325
18326
18327
18328
18329
18330
18331
18332
18333
18334
18335
18336
18337
18338
18339
18340
18341
18342
18343
18344
18345
18346
18347
18348
18349
18350
18351
18352
18353
18354
18355
18356
18357
18358
18359
18360
18361
18362
18363
18364
18365
18366
18367
18368
18369
18370
18371
18372
18373
18374
18375
18376
18377
18378
18379
18380
18381
18382
18383
18384
18385
18386
18387
18388
18389
18390
18391
18392
18393
18394
18395
18396
18397
18398
18399
18400
18401
18402
18403
18404
18405
18406
18407
18408
18409
18410
18411
18412
18413
18414
18415
18416
18417
18418
18419
18420
18421
18422
18423
18424
18425
18426
18427
18428
18429
18430
18431
18432
18433
18434
18435
18436
18437
18438
18439
18440
18441
18442
18443
18444
18445
18446
18447
18448
18449
18450
18451
18452
18453
18454
18455
18456
18457
18458
18459
18460
18461
18462
18463
18464
18465
18466
18467
18468
18469
18470
18471
18472
18473
18474
18475
18476
18477
18478
18479
18480
18481
18482
18483
18484
18485
18486
18487
18488
18489
18490
18491
18492
18493
18494
18495
18496
18497
18498
18499
18500
18501
18502
18503
18504
18505
18506
18507
18508
18509
18510
18511
18512
18513
18514
18515
18516
18517
18518
18519
18520
18521
18522
18523
18524
18525
18526
18527
18528
18529
18530
18531
18532
18533
18534
18535
18536
18537
18538
18539
18540
18541
18542
18543
18544
18545
18546
18547
18548
18549
18550
18551
18552
18553
18554
18555
18556
18557
18558
18559
18560
18561
18562
18563
18564
18565
18566
18567
18568
18569
18570
18571
18572
18573
18574
18575
18576
18577
18578
18579
18580
18581
18582
18583
18584
18585
18586
18587
18588
18589
18590
18591
18592
18593
18594
18595
18596
18597
18598
18599
18600
18601
18602
18603
18604
18605
18606
18607
18608
18609
18610
18611
18612
18613
18614
18615
18616
18617
18618
18619
18620
18621
18622
18623
18624
18625
18626
18627
18628
18629
18630
18631
18632
18633
18634
18635
18636
18637
18638
18639
18640
18641
18642
18643
18644
18645
18646
18647
18648
18649
18650
18651
18652
18653
18654
18655
18656
18657
18658
18659
18660
18661
18662
18663
18664
18665
18666
18667
18668
18669
18670
18671
18672
18673
18674
18675
18676
18677
18678
18679
18680
18681
18682
18683
18684
18685
18686
18687
18688
18689
18690
18691
18692
18693
18694
18695
18696
18697
18698
18699
18700
18701
18702
18703
18704
18705
18706
18707
18708
18709
18710
18711
18712
18713
18714
18715
18716
18717
18718
18719
18720
18721
18722
18723
18724
18725
18726
18727
18728
18729
18730
18731
18732
18733
18734
18735
18736
18737
18738
18739
18740
18741
18742
18743
18744
18745
18746
18747
18748
18749
18750
18751
18752
18753
18754
18755
18756
18757
18758
18759
18760
18761
18762
18763
18764
18765
18766
18767
18768
18769
18770
18771
18772
18773
18774
18775
18776
18777
18778
18779
18780
18781
18782
18783
18784
18785
18786
18787
18788
18789
18790
18791
18792
18793
18794
18795
18796
18797
18798
18799
18800
18801
18802
18803
18804
18805
18806
18807
18808
18809
18810
18811
18812
18813
18814
18815
18816
18817
18818
18819
18820
18821
18822
18823
18824
18825
18826
18827
18828
18829
18830
18831
18832
18833
18834
18835
18836
18837
18838
18839
18840
18841
18842
18843
18844
18845
18846
18847
18848
18849
18850
18851
18852
18853
18854
18855
18856
18857
18858
18859
18860
18861
18862
18863
18864
18865
18866
18867
18868
18869
18870
18871
18872
18873
18874
18875
18876
18877
18878
18879
18880
18881
18882
18883
18884
18885
18886
18887
18888
18889
18890
18891
18892
18893
18894
18895
18896
18897
18898
18899
18900
18901
18902
18903
18904
18905
18906
18907
18908
18909
18910
18911
18912
18913
18914
18915
18916
18917
18918
18919
18920
18921
18922
18923
18924
18925
18926
18927
18928
18929
18930
18931
18932
18933
18934
18935
18936
18937
18938
18939
18940
18941
18942
18943
18944
18945
18946
18947
18948
18949
18950
18951
18952
18953
18954
18955
18956
18957
18958
18959
18960
18961
18962
18963
18964
18965
18966
18967
18968
18969
18970
18971
18972
18973
18974
18975
18976
18977
18978
18979
18980
18981
18982
18983
18984
18985
18986
18987
18988
18989
18990
18991
18992
18993
18994
18995
18996
18997
18998
18999
19000
19001
19002
19003
19004
19005
19006
19007
19008
19009
19010
19011
19012
19013
19014
19015
19016
19017
19018
19019
19020
19021
19022
19023
19024
19025
19026
19027
19028
19029
19030
19031
19032
19033
19034
19035
19036
19037
19038
19039
19040
19041
19042
19043
19044
19045
19046
19047
19048
19049
19050
19051
19052
19053
19054
19055
19056
19057
19058
19059
19060
19061
19062
19063
19064
19065
19066
19067
19068
19069
19070
19071
19072
19073
19074
19075
19076
19077
19078
19079
19080
19081
19082
19083
19084
19085
19086
19087
19088
19089
19090
19091
19092
19093
19094
19095
19096
19097
19098
19099
19100
19101
19102
19103
19104
19105
19106
19107
19108
19109
19110
19111
19112
19113
19114
19115
19116
19117
19118
19119
19120
19121
19122
19123
19124
19125
19126
19127
19128
19129
19130
19131
19132
19133
19134
19135
19136
19137
19138
19139
19140
19141
19142
19143
19144
19145
19146
19147
19148
19149
19150
19151
19152
19153
19154
19155
19156
19157
19158
19159
19160
19161
19162
19163
19164
19165
19166
19167
19168
19169
19170
19171
19172
19173
19174
19175
19176
19177
19178
19179
19180
19181
19182
19183
19184
19185
19186
19187
19188
19189
19190
19191
19192
19193
19194
19195
19196
19197
19198
19199
19200
19201
19202
19203
19204
19205
19206
19207
19208
19209
19210
19211
19212
19213
19214
19215
19216
19217
19218
19219
19220
19221
19222
19223
19224
19225
19226
19227
19228
19229
19230
19231
19232
19233
19234
19235
19236
19237
19238
19239
19240
19241
19242
19243
19244
19245
19246
19247
19248
19249
19250
19251
19252
19253
19254
19255
19256
19257
19258
19259
19260
19261
19262
19263
19264
19265
19266
19267
19268
19269
19270
19271
19272
19273
19274
19275
19276
19277
19278
19279
19280
19281
19282
19283
19284
19285
19286
19287
19288
19289
19290
19291
19292
19293
19294
19295
19296
19297
19298
19299
19300
19301
19302
19303
19304
19305
19306
19307
19308
19309
19310
19311
19312
19313
19314
19315
19316
19317
19318
19319
19320
19321
19322
19323
19324
19325
19326
19327
19328
19329
19330
19331
19332
19333
19334
19335
19336
19337
19338
19339
19340
19341
19342
19343
19344
19345
19346
19347
19348
19349
19350
19351
19352
19353
19354
19355
19356
19357
19358
19359
19360
19361
19362
19363
19364
19365
19366
19367
19368
19369
19370
19371
19372
19373
19374
19375
19376
19377
19378
19379
19380
19381
19382
19383
19384
19385
19386
19387
19388
19389
19390
19391
19392
19393
19394
19395
19396
19397
19398
19399
19400
19401
19402
19403
19404
19405
19406
19407
19408
19409
19410
19411
19412
19413
19414
19415
19416
19417
19418
19419
19420
19421
19422
19423
19424
19425
19426
19427
19428
19429
19430
19431
19432
19433
19434
19435
19436
19437
19438
19439
19440
19441
19442
19443
19444
19445
19446
19447
19448
19449
19450
19451
19452
19453
19454
19455
19456
19457
19458
19459
19460
19461
19462
19463
19464
19465
19466
19467
19468
19469
19470
19471
19472
19473
19474
19475
19476
19477
19478
19479
19480
19481
19482
19483
19484
19485
19486
19487
19488
19489
19490
19491
19492
19493
19494
19495
19496
19497
19498
19499
19500
19501
19502
19503
19504
19505
19506
19507
19508
19509
19510
19511
19512
19513
19514
19515
19516
19517
19518
19519
19520
19521
19522
19523
19524
19525
19526
19527
19528
19529
19530
19531
19532
19533
19534
19535
19536
19537
19538
19539
19540
19541
19542
19543
19544
19545
19546
19547
19548
19549
19550
19551
19552
19553
19554
19555
19556
19557
19558
19559
19560
19561
19562
19563
19564
19565
19566
19567
19568
19569
19570
19571
19572
19573
19574
19575
19576
19577
19578
19579
19580
19581
19582
19583
19584
19585
19586
19587
19588
19589
19590
19591
19592
19593
19594
19595
19596
19597
19598
19599
19600
19601
19602
19603
19604
19605
19606
19607
19608
19609
19610
19611
19612
19613
19614
19615
19616
19617
19618
19619
19620
19621
19622
19623
19624
19625
19626
19627
19628
19629
19630
19631
19632
19633
19634
19635
19636
19637
19638
19639
19640
19641
19642
19643
19644
19645
19646
19647
19648
19649
19650
19651
19652
19653
19654
19655
19656
19657
19658
19659
19660
19661
19662
19663
19664
19665
19666
19667
19668
19669
19670
19671
19672
19673
19674
19675
19676
19677
19678
19679
19680
19681
19682
19683
19684
19685
19686
19687
19688
19689
19690
19691
19692
19693
19694
19695
19696
19697
19698
19699
19700
19701
19702
19703
19704
19705
19706
19707
19708
19709
19710
19711
19712
19713
19714
19715
19716
19717
19718
19719
19720
19721
19722
19723
19724
19725
19726
19727
19728
19729
19730
19731
19732
19733
19734
19735
19736
19737
19738
19739
19740
19741
19742
19743
19744
19745
19746
19747
19748
19749
19750
19751
19752
19753
19754
19755
19756
19757
19758
19759
19760
19761
19762
19763
19764
19765
19766
19767
19768
19769
19770
19771
19772
19773
19774
19775
19776
19777
19778
19779
19780
19781
19782
19783
19784
19785
19786
19787
19788
19789
19790
19791
19792
19793
19794
19795
19796
19797
19798
19799
19800
19801
19802
19803
19804
19805
19806
19807
19808
19809
19810
19811
19812
19813
19814
19815
19816
19817
19818
19819
19820
19821
19822
19823
19824
19825
19826
19827
19828
19829
19830
19831
19832
19833
19834
19835
19836
19837
19838
19839
19840
19841
19842
19843
19844
19845
19846
19847
19848
19849
19850
19851
19852
19853
19854
19855
19856
19857
19858
19859
19860
19861
19862
19863
19864
19865
19866
19867
19868
19869
19870
19871
19872
19873
19874
19875
19876
19877
19878
19879
19880
19881
19882
19883
19884
19885
19886
19887
19888
19889
19890
19891
19892
19893
19894
19895
19896
19897
19898
19899
19900
19901
19902
19903
19904
19905
19906
19907
19908
19909
19910
19911
19912
19913
19914
19915
19916
19917
19918
19919
19920
19921
19922
19923
19924
19925
19926
19927
19928
19929
19930
19931
19932
19933
19934
19935
19936
19937
19938
19939
19940
19941
19942
19943
19944
19945
19946
19947
19948
19949
19950
19951
19952
19953
19954
19955
19956
19957
19958
19959
19960
19961
19962
19963
19964
19965
19966
19967
19968
19969
19970
19971
19972
19973
19974
19975
19976
19977
19978
19979
19980
19981
19982
19983
19984
19985
19986
19987
19988
19989
19990
19991
19992
19993
19994
19995
19996
19997
19998
19999
20000